## Sheet2
Elektrisch betriebene Luft / Wasser-Wärmepumpen mit Prüfnachweis (nach EN 14511 /EN 14825 oder Baureihenreglement) 03.07.2020 → Luft / Wasser-Wärmepumpen mit Leistungsregelung: Inverter-Drehzahlregelung, Digital Scroll, oder Stufen
Die nachfolgend aufgeführten Anlagen werden zur Zeit vom BAFA als förderfähig nach den geltenden Richtlinien zur Förderung von Maßnahmen zur Nutzung erneuerbarer Energien im Wärmemarkt eingestuft. Änderungen bleiben jederzeit vorbehalten. Eine Gewähr für die Richtigkeit und Vollständigkeit der Liste wird nicht übernommen. Die Entscheidung über die Bewilligung von Zuschüssen erfolgt ausschließlich im Rahmen des Antragsverfahrens.
COP-Werte
Hersteller | Typ | A-7 / W35 | A2 / W35 | A7 / W35 | A10 / W35 | Wärme- Leistung A-7 / W35 () | Nennwärme- Leistung A2 / W35 () | Leistungs- Regelung | Anzahl Verdichter | Smart Grid Ready | Column1
LAMBDA Wärmepumpen GmbH | EU08L | 3.79 | 5.19 | 5.77 |  | 8.8 | 8.2 | Inverter | 1 | ja
NILAN GmbH | Compact P AIR 9 | 4.45 | 5.1 | 5.26 |  | 2.8 | 3.5 | Inverter | 1 | ja
LAMBDA Wärmepumpen GmbH | EU13L | 3.77 | 5.05 | 5.94 |  | 13 | 8.3 | Inverter | 1 | ja
Wolf GmbH | CHA-10/400V | 2.88 | 4.65 | 5.72 | 6.05 | 7.97 | 5.75 | Inverter | 1 | ja
Wolf GmbH | CHC-MONOBLOCK 10/200 | 2.88 | 4.65 | 5.72 | 6.05 | 7.97 | 5.75 | Inverter | 1 | ja
Wolf GmbH | CHC-MONOBLOCK 10/200-35 | 2.88 | 4.65 | 5.72 | 6.05 | 7.97 | 5.75 | Inverter | 1 | ja
Wolf GmbH | CHC-MONOBLOCK 10/300 | 2.88 | 4.65 | 5.72 | 6.05 | 7.97 | 5.75 | Inverter | 1 | ja
Wolf GmbH | CHC-MONOBLOCK 10/300-50 | 2.88 | 4.65 | 5.72 | 6.05 | 7.97 | 5.75 | Inverter | 1 | ja
Wolf GmbH | CHC-MONOBLOCK 10/300-50S | 2.88 | 4.65 | 5.72 | 6.05 | 7.97 | 5.75 | Inverter | 1 | ja
Wolf GmbH | CHT-MONOBLOCK 10/200 | 2.88 | 4.65 | 5.72 | 6.05 | 7.97 | 5.75 | Inverter | 1 | ja
Wolf GmbH | CHT-MONOBLOCK 10/200-35 | 2.88 | 4.65 | 5.72 | 6.05 | 7.97 | 5.75 | Inverter | 1 | ja
Wolf GmbH | CHT-MONOBLOCK 10/300 | 2.88 | 4.65 | 5.72 | 6.05 | 7.97 | 5.75 | Inverter | 1 | ja
Wolf GmbH | CHT-MONOBLOCK 10/300-50 | 2.88 | 4.65 | 5.72 | 6.05 | 7.97 | 5.75 | Inverter | 1 | ja
Wolf GmbH | CHT-MONOBLOCK 10/300-50S | 2.88 | 4.65 | 5.72 | 6.05 | 7.97 | 5.75 | Inverter | 1 | ja
Panasonic Deutschland | AQUAREA [ WH-UD05JE5+ WH-ADC0309J3E5 ] | 3.35 | 4.62 | 5.38 |  | 1.77 | 2.44 | Inverter | 1 | ja
Panasonic Deutschland | AQUAREA [ WH-UD05JE5+ WH-SDC0305J3E5 ] | 3.35 | 4.62 | 5.38 |  | 1.77 | 2.44 | Inverter | 1 | ja
Roth Werke GmbH | ThermoAura F 9 kW | 3.14 | 4.61 | 5.41 | 6.03 | 8.11 | 5.08 | Inverter | 1 | ja
Panasonic Deutschland | AQUAREA [ WH-UD03JE5+ WH-ADC0309J3E5 ] | 3.31 | 4.61 | 5.64 |  | 3.66 | 2.41 | Inverter | 1 | ja
Panasonic Deutschland | AQUAREA [ WH-UD03JE5+ WH-SDC0305J3E5 ] | 3.31 | 4.61 | 5.64 |  | 3.66 | 2.41 | Inverter | 1 | ja
NOVELAN (ait-deutschland GmbH) | LADV 9.1-1/3 | 3.14 | 4.61 | 5.41 | 6.03 | 8.11 | 5.08 | Inverter | 1 | ja
NOVELAN (ait-deutschland GmbH) | LADV 9-HDV 9 | 3.14 | 4.61 | 5.41 | 6.03 | 8.11 | 5.08 | Inverter | 1 | ja
NOVELAN (ait-deutschland GmbH) | LADV 9-HDV 12 | 3.14 | 4.61 | 5.41 | 6.03 | 8.11 | 5.08 | Inverter | 1 | ja
NOVELAN (ait-deutschland GmbH) | LADV 9-HSDV 9 | 3.14 | 4.61 | 5.41 | 6.03 | 8.11 | 5.08 | Inverter | 1 | ja
NOVELAN (ait-deutschland GmbH) | LADV 9-HSDV 12 | 3.14 | 4.61 | 5.41 | 6.03 | 8.11 | 5.08 | Inverter | 1 | ja
CTA AG | Aeroheat AH CN I 9a | 3.14 | 4.61 | 5.41 | 6.03 | 8.11 | 5.08 | Inverter | 1 | ja
alpha innotec (ait-deutschland GmbH) | LWDV 91-1/3 | 3.14 | 4.61 | 5.41 | 6.03 | 8.11 | 5.08 | Inverter | 1 | ja
alpha innotec (ait-deutschland GmbH) | LWDV 91-1/3-HDV 9-1/3 | 3.14 | 4.61 | 5.41 | 6.03 | 8.11 | 5.08 | Inverter | 1 | ja
alpha innotec (ait-deutschland GmbH) | LWDV 91-1/3-HDV 12-3 | 3.14 | 4.61 | 5.41 | 6.03 | 8.11 | 5.08 | Inverter | 1 | ja
alpha innotec (ait-deutschland GmbH) | LWDV 91-1/3-HSDV 9M1/3 | 3.14 | 4.61 | 5.41 | 6.03 | 8.11 | 5.08 | Inverter | 1 | ja
alpha innotec (ait-deutschland GmbH) | LWDV 91-1/3-HSDV 12M3 | 3.14 | 4.61 | 5.41 | 6.03 | 8.11 | 5.08 | Inverter | 1 | ja
tecalor GmbH | TTL 5.6 ACS | 3.45 | 4.6 | 5.42 |  | 4.97 | 3.19 | Inverter | 1 | ja
Stiebel Eltron GmbH & Co. KG | WPL-A 05 HK 230 Premium | 3.45 | 4.6 | 5.42 |  | 4.97 | 3.19 | Inverter | 1 | ja
IDM Energiesysteme GmbH | AERO ALM 2-8 | 3.38 | 4.6 | 5.44 |  | 4.03 | 3.52 | Inverter | 1 | ja
IDM Energiesysteme GmbH | iPump ALM 2-8 | 3.38 | 4.6 | 5.44 |  | 4.03 | 3.52 | Inverter | 1 | ja
Hoval Aktiengesellschaft | Belaria pro comfort (8) | 3.38 | 4.6 | 5.44 |  | 4.03 | 3.52 | Inverter | 1 | ja
Hoval Aktiengesellschaft | Belaria pro compact (8/100/270) | 3.38 | 4.6 | 5.44 |  | 4.03 | 3.52 | Inverter | 1 | ja
Vaillant Deutschland GmbH & Co. KG | aroTHERM plus VWL 105/6 A S2 | 2.72 | 4.58 | 5.61 | 5.65 | 9.18 | 5.82 | Inverter | 1 | ja
Vaillant Deutschland GmbH & Co. KG | aroTHERM plus VWL 125/6 A S2 | 2.71 | 4.58 | 5.61 | 5.65 | 12.15 | 5.82 | Inverter | 1 | ja
IDM Energiesysteme GmbH | AERO ALM 4-12 | 3.46 | 4.58 | 5.48 |  | 5.26 | 5.31 | Inverter | 1 | ja
IDM Energiesysteme GmbH | iPump ALM 4-12 | 3.46 | 4.58 | 5.48 |  | 5.26 | 5.31 | Inverter | 1 | ja
Hoval Aktiengesellschaft | Belaria pro comfort (13) | 3.46 | 4.58 | 5.48 |  | 5.26 | 5.31 | Inverter | 1 | ja
Hoval Aktiengesellschaft | Belaria pro compact (13/100/270) | 3.46 | 4.58 | 5.48 |  | 5.26 | 5.31 | Inverter | 1 | ja
Templari Srl. | KITA S | 3.01 | 4.57 | 5.2 |  | 6.4 | 3.96 | Inverter | 1 | /
Rennergy Systems AG | AIROplus 10 | 3.01 | 4.57 | 5.2 | 5.5 | 6.4 | 3.96 | Inverter | 1 | ja
OVUM Heiztechnik GMBH | OVUM AIRS S1 | 3.01 | 4.57 | 5.5 | 5.5 | 2.7 | 3.96 | Inverter | 1 | ja
M-TEC GmbH | WPLK 412 | 3.24 | 4.56 | 5.18 | 5.65 | 8.02 | 6.56 | Inverter | 1 | ja
EQtherm GmbH | EQAir Compact 212 | 3.24 | 4.56 | 5.18 | 5.65 | 8.02 | 6.56 | Inverter | 1 | ja
Wolf GmbH | CHA-07/400V | 2.73 | 4.54 | 5.47 | 5.88 | 5.88 | 5.15 | Inverter | 1 | ja
Wolf GmbH | CHC-MONOBLOCK 07/200 | 2.73 | 4.54 | 5.47 | 5.88 | 5.88 | 5.15 | Inverter | 1 | ja
Wolf GmbH | CHC-MONOBLOCK 07/200-35 | 2.73 | 4.54 | 5.47 | 5.88 | 5.88 | 5.15 | Inverter | 1 | ja
Wolf GmbH | CHC-MONOBLOCK 07/300 | 2.73 | 4.54 | 5.47 | 5.88 | 5.88 | 5.15 | Inverter | 1 | ja
Wolf GmbH | CHC-MONOBLOCK 07/300-50 | 2.73 | 4.54 | 5.47 | 5.88 | 5.88 | 5.15 | Inverter | 1 | ja
Wolf GmbH | CHC-MONOBLOCK 07/300-50S | 2.73 | 4.54 | 5.47 | 5.88 | 5.88 | 5.15 | Inverter | 1 | ja
Wolf GmbH | CHT-MONOBLOCK 07/200 | 2.73 | 4.54 | 5.47 | 5.88 | 5.88 | 5.15 | Inverter | 1 | ja
Wolf GmbH | CHT-MONOBLOCKk 07/200-35 | 2.73 | 4.54 | 5.47 | 5.88 | 5.88 | 5.15 | Inverter | 1 | ja
Wolf GmbH | CHT-MONOBLOCK 07/300 | 2.73 | 4.54 | 5.47 | 5.88 | 5.88 | 5.15 | Inverter | 1 | ja
Wolf GmbH | CHT-MONOBLOCK 07/300-50 | 2.73 | 4.54 | 5.47 | 5.88 | 5.88 | 5.15 | Inverter | 1 | ja
Wolf GmbH | CHT-MONOBLOCKk 07/300-50S | 2.73 | 4.54 | 5.47 | 5.88 | 5.88 | 5.15 | Inverter | 1 | ja
WATERKOTTE GmbH | Basic Line Ai1 Air 5011.5 (3x 400V) | 3.46 | 4.52 | 5.1 | 5.85 | 8.7 | 7.1 | Inverter | 1 | ja
WATERKOTTE GmbH | Basic Line Ai1 Air 5012.5 (3x 400V) | 3.46 | 4.52 | 5.1 | 5.85 | 9.9 | 9.1 | Inverter | 1 | ja
WATERKOTTE GmbH | Basic Line Ai1 Air 5015.5 (3x 400V) | 3.46 | 4.52 | 5.1 | 5.85 | 13.3 | 12.5 | Inverter | 1 | ja
WATERKOTTE GmbH | Basic Line Split 5011.5 (3x 400V) | 3.46 | 4.52 | 5.1 | 5.85 | 8.7 | 7.1 | Inverter | 1 | ja
WATERKOTTE GmbH | Basic Line Split 5012.5 (3x 400V) | 3.46 | 4.52 | 5.1 | 5.85 | 9.9 | 9.1 | Inverter | 1 | ja
WATERKOTTE GmbH | Basic Line Split 5015.5 (3x 400V) | 3.46 | 4.52 | 5.1 | 5.85 | 13.3 | 12.5 | Inverter | 1 | ja
WATERKOTTE GmbH | EcoTouch Ai1 Air 5011.5 (3x 400V) | 3.46 | 4.52 | 5.1 | 5.85 | 8.7 | 7.1 | Inverter | 1 | ja
WATERKOTTE GmbH | EcoTouch Ai1 Air 5012.5 (3x 400V) | 3.46 | 4.52 | 5.1 | 5.85 | 9.9 | 9.1 | Inverter | 1 | ja
WATERKOTTE GmbH | EcoTouch Ai1 Air 5015.5 (3x 400V) | 3.46 | 4.52 | 5.1 | 5.85 | 13.3 | 12.5 | Inverter | 1 | ja
Templari Srl. | KITA S Plus | 2.57 | 4.52 | 5.15 |  | 7.97 | 4.91 | Inverter | 1 | /
Rennergy Systems AG | AIROplus 12 | 2.57 | 4.52 | 5.15 | 5.45 | 7.97 | 4.91 | Inverter | 1 | ja
OVUM Heiztechnik GMBH | OVUM AIRS S2 | 2.57 | 4.52 | 5.47 | 5.45 | 3.35 | 4.91 | Inverter | 1 | ja
M-TEC GmbH | WPLT 310 | 2.57 | 4.52 | 5.15 | 5.45 |  | 4.91 | Inverter | 1 | ja
WATERKOTTE GmbH | EcoTouch Air Kaskade 5030.5 | 3.5 | 4.5 | 5 | 5.3 | 26.6 | 26.8 | Inverter/Stufen | 2 | ja
WATERKOTTE GmbH | EcoTouch Air Kaskade 5045.5 | 3.5 | 4.5 | 5 | 5.3 | 39.9 | 40.2 | Inverter/Stufen | 3 | ja
WATERKOTTE GmbH | EcoTouch Air Kaskade 5060.5 | 3.5 | 4.5 | 5 | 5.3 | 53.2 | 53.6 | Inverter/Stufen | 4 | ja
WATERKOTTE GmbH | EcoTouch Air Kaskade 5075.5 | 3.5 | 4.5 | 5 | 5.3 | 66.5 | 67 | Inverter/Stufen | 5 | ja
WATERKOTTE GmbH | EcoTouch Air Kaskade 5090.5 | 3.5 | 4.5 | 5 | 5.3 | 79.8 | 80.4 | Inverter/Stufen | 6 | ja
WATERKOTTE GmbH | EcoTouch Air Kaskade 5105.5 | 3.5 | 4.5 | 5 | 5.3 | 93.1 | 93.8 | Inverter/Stufen | 7 | ja
WATERKOTTE GmbH | EcoTouch Air Kaskade 5120.5 | 3.5 | 4.5 | 5 | 5.3 | 106.4 | 107.2 | Inverter/Stufen | 8 | ja
Vaillant Deutschland GmbH & Co. KG | aroTHERM plus VWL 75/6 A 230V S2 | 2.75 | 4.5 | 5.33 | 5.15 | 6.99 | 2.77 | Inverter | 1 | ja
IDM Energiesysteme GmbH | AERO SLM 6-17 | 3.32 | 4.5 | 5.06 | 5.48 |  | 11.25 | Inverter | 1 | ja
Hoval Aktiengesellschaft | UltraSource B comfort C (17) | 3.32 | 4.5 | 5.06 | 5.48 |  | 11.25 | Inverter | 1 | ja
Kronoterm d.o.o. | ADAPT 0416-K3 HT / HK 3F | 3.14 | 4.49 | 5.55 | 5.85 | 10.96 | 8.41 | Inverter | 1 | ja
Kronoterm d.o.o. | ADAPT 0312-K3 HT / HK 3F | 3.25 | 4.47 | 5.41 | 5.71 | 8.52 | 6.56 | Inverter | 1 | ja
ELCO GmbH | AEROTOP G14.2 | 3.3 | 4.47 | 5.08 | 5.28 | 11 | 8 | Inverter | 1 | ja
Kronoterm d.o.o. | ADAPT 0416-K3 HT / HK 1F | 3.03 | 4.46 | 5.6 | 5.9 | 11.12 | 8.57 | Inverter | 1 | ja
SOLARFOCUS GmbH | vampair K 15 | 3.24 | 4.45 | 4.99 |  | 11.94 | 8.42 | Inverter | 1 | ja
NIBE Systemtechnik GmbH | F 2120 - 8 | 3 | 4.43 | 5.07 | 5.37 | 5.17 | 4.03 | Inverter | 1 | ja
KNV Energietechnik GmbH | TopLine 2120 - 08 | 3.09 | 4.43 | 4.76 | 5.13 | 3.25 | 4.03 | Inverter | 1 | ja
Jäspi - Kaukora Oy | Jäspi Inverter Nordic 8 | 3 | 4.43 | 5.07 |  | 5.17 | 4.03 | Inverter | 1 | ja
Kronoterm d.o.o. | ADAPT 0312-K3 HT / HK 1F | 3.17 | 4.42 | 5.48 | 5.78 | 8.44 | 6.55 | Inverter | 1 | ja
IDM Energiesysteme GmbH | iPump A 2-7 | 3.41 | 4.42 | 5.19 | 5.66 | 2.96 | 3.9 | Inverter | 1 | ja
Hoval Aktiengesellschaft | UltraSource B comfort C (8) | 3.41 | 4.42 | 5.19 | 5.66 | 2.96 | 3.9 | Inverter | 1 | ja
Hoval Aktiengesellschaft | UltraSource B compact C (8/200) | 3.41 | 4.42 | 5.19 | 5.66 | 2.96 | 3.9 | Inverter | 1 | ja
Weishaupt - Max Weishaupt GmbH | WWP LB 20-A R | 3.1 | 4.41 | 5.16 | 5.46 | 13.9 | 9.93 | Inverter | 1 | ja
Panasonic Deutschland | AQUAREA [ WH-UQ12HE8 + WH-ADC0916H9E8 ] | 3.33 | 4.39 | 5.05 |  | 7.96 | 4.76 | Inverter | 1 | ja
Panasonic Deutschland | AQUAREA [ WH-UX12HE8 + WH-ADC0916H9E8 ] | 3.33 | 4.39 | 5.05 |  | 7.96 | 4.76 | Inverter | 1 | ja
Panasonic Deutschland | AQUAREA [ WH-UQ12HE8 + WH-SQC12H9E8 ] | 3.33 | 4.39 | 5.05 |  | 7.96 | 4.76 | Inverter | 1 | ja
Panasonic Deutschland | AQUAREA [ WH-UX12HE8 + WH-SXC12H9E8 ] | 3.33 | 4.39 | 5.05 |  | 7.96 | 4.76 | Inverter | 1 | ja
Panasonic Deutschland | AQUAREA [ WH-MXC12H9E8 ] | 3.33 | 4.39 | 5.05 |  | 7.96 | 4.76 | Inverter | 1 | ja
Panasonic Deutschland | AQUAREA [ WH-UQ09HE8 + WH-ADC0916H9E8 ] | 3.32 | 4.39 | 5.08 |  | 7.87 | 4.69 | Inverter | 1 | ja
Panasonic Deutschland | AQUAREA [ WH-UX09HE8 + WH-ADC0916H9E8 ] | 3.32 | 4.39 | 5.08 |  | 7.87 | 4.69 | Inverter | 1 | ja
Panasonic Deutschland | AQUAREA [ WH-UQ09HE8 + WH-SQC09H3E8 ] | 3.32 | 4.39 | 5.08 |  | 7.87 | 4.69 | Inverter | 1 | ja
Panasonic Deutschland | AQUAREA [ WH-UX09HE8 + WH-SXC09H3E8 ] | 3.32 | 4.39 | 5.08 |  | 7.87 | 4.69 | Inverter | 1 | ja
Panasonic Deutschland | AQUAREA [ WH-MXC09H3E8 ] | 3.32 | 4.39 | 5.08 |  | 7.87 | 4.69 | Inverter | 1 | ja
Panasonic Deutschland | AQUAREA [ WH-UD09JE5+ WH-ADC0309J3E5 ] | 3.18 | 4.39 | 5.01 |  | 2.63 | 3.58 | Inverter | 1 | ja
Panasonic Deutschland | AQUAREA [ WH-UD09JE5+ WH-SDC0709J3E5 ] | 3.18 | 4.39 | 5.01 |  | 2.63 | 3.58 | Inverter | 1 | ja
Templari Srl. | KITA M Plus | 2.84 | 4.37 | 4.91 |  | 14.32 | 9.36 | Inverter | 1 | /
Rennergy Systems AG | AIROplus 20 | 2.84 | 4.37 | 4.91 | 5.21 | 14.32 | 9.36 | Inverter | 1 | ja
OVUM Heiztechnik GMBH | OVUM AIRS M2 | 2.84 | 4.37 | 5.2 | 5.21 | 7.23 | 9.36 | Inverter | 1 | ja
M-TEC GmbH | WPLT 518 | 2.84 | 4.37 | 4.91 | 5.21 |  | 9.36 | Inverter | 1 | ja
IDM Energiesysteme GmbH | AERO SLM 3-11 | 3.28 | 4.37 | 5.1 | 5.6 | 4.42 | 5.92 | Inverter | 1 | ja
IDM Energiesysteme GmbH | iPump A 3-11 | 3.28 | 4.37 | 5.1 | 5.6 | 4.42 | 5.92 | Inverter | 1 | ja
Hoval Aktiengesellschaft | UltraSource B comfort C (11) | 3.28 | 4.37 | 5.1 | 5.6 | 4.42 | 5.92 | Inverter | 1 | ja
Hoval Aktiengesellschaft | UltraSource B compact C (11/200) | 3.28 | 4.37 | 5.1 | 5.6 | 4.42 | 5.92 | Inverter | 1 | ja
NIBE Systemtechnik GmbH | F 2120 - 16 | 3.25 | 4.36 | 5.11 | 5.41 | 10.13 | 7.8 | Inverter | 1 | ja
KNV Energietechnik GmbH | TopLine 2120 - 16 | 3.35 | 4.36 | 5.02 | 5.31 | 7.79 | 7.8 | Inverter | 1 | ja
Jäspi - Kaukora Oy | Jäspi Inverter Nordic 16 | 3.25 | 4.36 | 5.11 |  | 10.13 | 7.8 | Inverter | 1 | ja
Dimplex - Glen Dimplex Deutschland GmbH | M Flex 0916 | 3.03 | 4.33 | 4.96 |  | 9.39 | 6.53 | Inverter | 1 | ja
Viessmann Werke GmbH & Co KG | Vitocal 200-S AWB 201.D09 | 3.23 | 4.32 | 5.16 |  | 8.11 | 7.33 | Inverter | 1 | ja
Viessmann Werke GmbH & Co KG | Vitocal 200-S AWB-E 201.D09 | 3.23 | 4.32 | 5.16 |  | 8.11 | 7.33 | Inverter | 1 | ja
Viessmann Werke GmbH & Co KG | Vitocal 200-S AWB-E-AC 201.D09 | 3.23 | 4.32 | 5.16 |  | 8.11 | 7.33 | Inverter | 1 | ja
IDM Energiesysteme GmbH | AERO ILM 2-7 | 3.28 | 4.32 | 4.75 | 5.52 | 2.84 | 3.87 | Inverter | 1 | ja
Hoval Aktiengesellschaft | Belaria comfort ICM (8) | 3.28 | 4.32 | 4.75 | 5.52 | 2.84 | 3.87 | Inverter | 1 | ja
emcal Wärmesysteme GmbH | emcalAIR LWA (ac) modular 16 | 3.15 | 4.32 |  | 5.45 |  | 8.81 | Inverter | 1 | ja
Viessmann Werke GmbH & Co KG | Vitocal 200-A AWO 201.A09 | 3.3 | 4.31 | 5.12 |  | 8.45 | 7.26 | Inverter | 1 | ja
Viessmann Werke GmbH & Co KG | Vitocal 200-A AWO-E 201.A09 | 3.3 | 4.31 | 5.12 |  | 8.45 | 7.26 | Inverter | 1 | ja
Viessmann Werke GmbH & Co KG | Vitocal 200-A AWO-E-AC 201.A09 | 3.3 | 4.31 | 5.12 |  | 8.45 | 7.26 | Inverter | 1 | ja
Viessmann Werke GmbH & Co KG | Vitocal 222-A AWOT 221.A09 | 3.3 | 4.31 | 5.12 |  | 8.45 | 7.26 | Inverter | 1 | ja
Viessmann Werke GmbH & Co KG | Vitocal 222-A AWOT-E 221.A09 | 3.3 | 4.31 | 5.12 |  | 8.45 | 7.26 | Inverter | 1 | ja
Viessmann Werke GmbH & Co KG | Vitocal 222-A AWOT-E-AC 221.A09 | 3.3 | 4.31 | 5.12 |  | 8.45 | 7.26 | Inverter | 1 | ja
Viessmann Werke GmbH & Co KG | Vitocal 222-S AWBT 221.C09 | 3.3 | 4.31 | 5.12 |  | 8.45 | 7.26 | Inverter | 1 | ja
Viessmann Werke GmbH & Co KG | Vitocal 222-S AWBT-E 221.C09 | 3.3 | 4.31 | 5.12 |  | 8.45 | 7.26 | Inverter | 1 | ja
Viessmann Werke GmbH & Co KG | Vitocal 222-S AWBT-E-AC 221.C09 | 3.3 | 4.31 | 5.12 |  | 8.45 | 7.26 | Inverter | 1 | ja
DAIKIN Airconditioning Germany GmbH (Rotex Heating System) | DAIKIN Altherma 3 H HT W 18kW H/C(H) | 2.88 | 4.31 | 5 | 5.3 | 10.72 | 6.87 | Inverter | 1 | ja
Panasonic Deutschland | AQUAREA [ WH-UD07JE5+ WH-ADC0309J3E5 ] | 3.29 | 4.31 | 5.09 |  | 3.94 | 3.52 | Inverter | 1 | ja
Panasonic Deutschland | AQUAREA [ WH-UD07JE5+ WH-SDC0709J3E5 ] | 3.29 | 4.31 | 5.09 |  | 3.94 | 3.52 | Inverter | 1 | ja
NIBE Systemtechnik GmbH | F 2120 - 12 | 3.4 | 4.31 | 4.95 | 5.25 | 7.35 | 5.08 | Inverter | 1 | ja
M-TEC GmbH | WPLK 618 | 3.13 | 4.31 | 4.99 | 5.52 | 12.01 | 8.95 | Inverter | 1 | ja
Jäspi - Kaukora Oy | Jäspi Inverter Nordic 12 | 3.02 | 4.31 | 5.12 |  | 7.35 | 5.08 | Inverter | 1 | ja
Hoval Aktiengesellschaft | Belaria eco (16) | 2.88 | 4.31 | 5 | 5.3 | 10.72 | 6.87 | Inverter | 1 | ja
Hoval Aktiengesellschaft | Belaria eco (18) | 2.88 | 4.31 | 5 | 5.3 | 10.72 | 6.87 | Inverter | 1 | ja
Hoval Aktiengesellschaft | Belaria eco compact (16/230) | 2.88 | 4.31 | 5 | 5.3 | 10.72 | 6.87 | Inverter | 1 | ja
Hoval Aktiengesellschaft | Belaria eco compact (18/230) | 2.88 | 4.31 | 5 | 5.3 | 10.72 | 6.87 | Inverter | 1 | ja
EQtherm GmbH | EQAir Compact 417 | 3.13 | 4.31 | 4.99 | 5.52 | 12.01 | 8.95 | Inverter | 1 | ja
DAIKIN Airconditioning Germany GmbH (Rotex Heating System) | DAIKIN Altherma 3 H HT ECH2O 500 H/C(H) (Biv) 16kW | 2.88 | 4.31 | 5 | 5.3 | 10.72 | 6.87 | Inverter | 1 | ja
DAIKIN Airconditioning Germany GmbH (Rotex Heating System) | DAIKIN Altherma 3 H HT ECH2O 500 H/C(H) (Biv) 18kW | 2.88 | 4.31 | 5 | 5.3 | 10.72 | 6.87 | Inverter | 1 | ja
DAIKIN Airconditioning Germany GmbH (Rotex Heating System) | DAIKIN Altherma 3 H HT F 16kW H/C(H) 180l/230l (G) | 2.88 | 4.31 | 5 | 5.3 | 10.72 | 6.87 | Inverter | 1 | ja
DAIKIN Airconditioning Germany GmbH (Rotex Heating System) | DAIKIN Altherma 3 H HT F 18kW H/C(H) 180l/230l (G) | 2.88 | 4.31 | 5 | 5.3 | 10.72 | 6.87 | Inverter | 1 | ja
DAIKIN Airconditioning Germany GmbH (Rotex Heating System) | DAIKIN Altherma 3 H HT W 16kW H/C(H) | 2.88 | 4.31 | 5 | 5.3 | 10.72 | 6.87 | Inverter | 1 | ja
Brunner GmbH | BWP 3/13 | 3.3 | 4.31 | 5.03 | 5.33 | 7.15 | 5.3 | Inverter | 1 | ja
Weishaupt - Max Weishaupt GmbH | WWP LB 12-A R | 3.14 | 4.3 | 5 | 5.3 | 7.79 | 4.89 | Inverter | 1 | ja
tecalor GmbH | TTL 7.6 ACS | 2.93 | 4.3 | 5.42 |  | 6.87 | 4.3 | Inverter | 1 | ja
Stiebel Eltron GmbH & Co. KG | WPL-A 07 HK 230 Premium | 2.93 | 4.3 | 5.42 |  | 6.87 | 4.3 | Inverter | 1 | ja
SOLARFOCUS GmbH | vampair K 10 | 3.36 | 4.29 | 4.93 |  | 5.76 | 4.66 | Inverter | 1 | ja
Rennergy Systems AG | AIROplus 24 | 2.84 | 4.29 | 5.08 | 5.38 | 19.09 | 12.15 | Inverter | 1 | ja
OVUM Heiztechnik GMBH | OVUM AIRS L1 | 2.84 | 4.29 | 5.34 | 5.38 | 10.94 | 12.15 | Inverter | 1 | ja
Templari Srl. | KITA L33 | 3.25 | 4.29 | 5.08 |  | 20.1 | 12.15 | Inverter | 1 | /
M-TEC GmbH | WPLT 724 | 2.84 | 4.29 | 5.08 | 5.38 |  | 12.15 | Inverter | 1 | ja
EQtherm GmbH | EQAir 724 | 2.84 | 4.29 | 5.08 | 5.38 |  | 12.15 | Inverter | 1 | /
ELCO GmbH | AEROTOP SPLIT 07M-R | 3.17 | 4.29 | 5 | 5.08 | 8 | 4.91 | Inverter | 1 | ja
DAIKIN Airconditioning Germany GmbH (Rotex Heating System) | DAIKIN Altherma 3 R 07 F H/C (H) 180l/230l BUH6 | 3.1 | 4.29 | 5.23 | 5.53 | 6.17 | 3.71 | Inverter | 1 | ja
DAIKIN Airconditioning Germany GmbH (Rotex Heating System) | DAIKIN Altherma 3 R 07 W H/C (H) BUH6 | 3.1 | 4.29 | 5.23 | 5.53 | 6.17 | 3.71 | Inverter | 1 | ja
DAIKIN Airconditioning Germany GmbH (Rotex Heating System) | DAIKIN Altherma 3 R 07 ECH2O 304/504 H/C(H) (Biv) | 3.1 | 4.29 | 5.23 | 5.53 | 6.17 | 3.71 | Inverter | 1 | ja
Bosch Thermotechnik GmbH | Compress CS 7001i AW 9 IR / CS 7000i AW 9 OR | 2.95 | 4.29 | 4.88 | 5.18 | 8.44 | 5.05 | Inverter | 1 | ja
Viessmann Werke GmbH & Co KG | Vitocal 200-S AWB(-AC) 201.C10 | 3.12 | 4.27 | 5.08 | 5.89 | 9.5 | 7.45 | Inverter | 1 | ja
Viessmann Werke GmbH & Co KG | Vitocal 222-S AWT-AC 221.B10 | 3.12 | 4.27 | 5.08 | 5.89 | 9.5 | 7.45 | Inverter | 1 | ja
Viessmann Werke GmbH & Co KG | Vitocal 242-S AWT-AC 241.B10 | 3.12 | 4.27 | 5.08 | 5.89 | 9.5 | 7.45 | Inverter | 1 | ja
Viessmann Werke GmbH & Co KG | Vitocal 250-S HAWB-AC 252.A10 | 3.12 | 4.27 | 5.08 | 5.89 | 9.5 | 7.45 | Inverter | 1 | ja
Viessmann Werke GmbH & Co KG | Vitocaldens 222-F Typ HAWB 222.A29 | 3.1 | 4.27 | 5.08 |  | 9.5 | 7.5 | Inverter | 1 | ja
Viessmann Werke GmbH & Co KG | Vitocaldens 222-F Typ HAWB-AC 222.A29 | 3.1 | 4.27 | 5.08 |  | 9.5 | 7.5 | Inverter | 1 | ja
Viessmann Werke GmbH & Co KG | Vitolacaldens 222-F Typ HAWB 222.A33 | 3.1 | 4.27 | 5.08 |  | 9.5 | 7.5 | Inverter | 1 | ja
Heliotherm Wärmepumpentechnik Ges.m.b.H | HP08L-M-BC | 3.3 | 4.27 | 5.25 | 5.55 | 8.96 | 8.07 | Inverter | 1 | ja
Heliotherm Wärmepumpentechnik Ges.m.b.H | HP08L-M-WEB | 3.3 | 4.27 | 5.25 | 5.55 | 8.96 | 8.07 | Inverter | 1 | ja
Heliotherm Wärmepumpentechnik Ges.m.b.H | S08L-M-CC | 3.05 | 4.27 | 5.35 | 5.65 | 4.86 | 6.34 | Inverter | 1 | ja
Brötje - August Brötje GmbH | BLW(-C) NEO 8 | 3.05 | 4.27 | 5.05 | 5.65 | 4.86 | 6.34 | Inverter | 1 | ja
Junkers Bosch Thermotechnik GmbH | Compress CS 7000i AW 17 IR | 2.68 | 4.26 | 4.9 | 5.2 | 13.03 | 8.06 | Inverter | 1 | ja
Dimplex - Glen Dimplex Deutschland GmbH | HPL 18 S-TUW / -TURW | 3.25 | 4.26 | 4.88 | 5.18 | 5.44 | 7.08 | Stufen | 2 | ja
Buderus Bosch Thermotechnik GmbH | Logatherm WLW196i-14 IR (E / B / T / TP / TS) | 2.68 | 4.26 | 4.9 | 5.2 | 13.03 | 8.06 | Inverter | 1 | ja
Bosch Thermotechnik GmbH | Compress CS 7000i AW 17 IR | 2.68 | 4.26 | 4.9 | 5.2 | 13.03 | 8.06 | Inverter | 1 | ja
WATERKOTTE GmbH | Basic Line Ai1 Air 5011.5 (1x 230V) | 3.12 | 4.25 | 4.7 | 5.28 | 8 | 7.8 | Inverter | 1 | ja
WATERKOTTE GmbH | Basic Line Ai1 Air 5012.5 (1x 230V) | 3.12 | 4.25 | 4.7 | 5.28 | 9.5 | 10.6 | Inverter | 1 | ja
WATERKOTTE GmbH | Basic Line Split 5011.5 (1x 230V) | 3.12 | 4.25 | 4.7 | 5.28 | 8 | 7.8 | Inverter | 1 | ja
WATERKOTTE GmbH | Basic Line Split 5012.5 (1x 230V) | 3.12 | 4.25 | 4.7 | 5.28 | 9.5 | 10.6 | Inverter | 1 | ja
WATERKOTTE GmbH | EcoTouch Ai1 Air 5011.5 (1x 230V) | 3.12 | 4.25 | 4.7 | 5.28 | 8 | 7.8 | Inverter | 1 | ja
WATERKOTTE GmbH | EcoTouch Ai1 Air 5012.5 (1x 230V) | 3.12 | 4.25 | 4.7 | 5.28 | 9.5 | 10.6 | Inverter | 1 | ja
OCHSNER Wärmepumpen GmbH | OCHSNER AIR 717 C (T200) EAGLE | 2.81 | 4.25 | 4.77 | 5.07 |  | 7.05 | Inverter | 1 | ja
Heliotherm Wärmepumpentechnik Ges.m.b.H | S18L-M-CC | 3.09 | 4.25 | 5.33 | 5.63 | 17.05 | 7.12 | Inverter | 1 | ja
Junkers Bosch Thermotechnik GmbH | Compress CS 7001i AW 9 OR | 3.18 | 4.25 | 5.02 | 5.32 | 6.21 | 4.36 | Inverter | 1 | ja
Buderus Bosch Thermotechnik GmbH | Logatherm WLW196i-8 AR (E / B / T / TP / TS) | 3.18 | 4.25 | 5.02 | 5.32 | 6.21 | 4.36 | Inverter | 1 | ja
Buderus Bosch Thermotechnik GmbH | Logatherm WLW196i.2-6 AR S+ (E / B / T / TP / TS) | 3.08 | 4.25 | 5.01 | 5.31 | 5.66 | 2.54 | Inverter | 1 | ja
Buderus Bosch Thermotechnik GmbH | Logatherm WLW196i.2-4 AR S+ (E / B / T / TP / TS) | 3.02 | 4.25 | 5.01 | 5.31 | 4.24 | 2.53 | Inverter | 1 | ja
Brötje - August Brötje GmbH | BLW(-C) NEO 18 | 3.09 | 4.25 | 5.01 |  | 7.12 | 7.05 | Inverter | 1 | ja
Bosch Thermotechnik GmbH | Compress CS 7001i AW 9 OR | 3.18 | 4.25 | 5.02 | 5.32 | 6.21 | 4.36 | Inverter | 1 | ja
Bosch Thermotechnik GmbH | Compress CS7400i AW 7 OR | 3.08 | 4.25 | 5.01 | 5.31 | 5.66 | 2.54 | Inverter | 1 | ja
Bosch Thermotechnik GmbH | Compress CS7400i AW 5 OR | 3.02 | 4.25 | 5.01 | 5.31 | 4.24 | 2.53 | Inverter | 1 | ja
Mitsubishi Electric Europe B.V | PUZ-WM85(V)YAA + E*PT**X-*M*D | 3.05 | 4.23 | 4.8 | 5.1 | 7.5 | 4.6 | Inverter | 1 | ja
Mitsubishi Electric Europe B.V | PUZ-WM85(V)YAA + E*PX-*M*D | 3.05 | 4.23 | 4.8 | 5.1 | 7.5 | 4.6 | Inverter | 1 | ja
Dimplex - Glen Dimplex Deutschland GmbH | System M Comfort Plus 16IHOIAOC6 | 2.96 | 4.23 | 4.86 |  | 6.37 | 9.39 | Inverter | 1 | ja
Dimplex - Glen Dimplex Deutschland GmbH | System M Comfort Plus C 16IHCIAOC6 | 2.96 | 4.23 | 4.86 |  | 6.37 | 9.39 | Inverter | 1 | ja
OCHSNER Wärmepumpen GmbH | OCHSNER AIR HAWK 208 | 2.71 | 4.22 | 5.04 |  | 5.34 | 2.49 | Inverter | 1 | ja
NIBE Systemtechnik GmbH | F 2120 - 20 | 3.13 | 4.22 | 5.11 | 5.41 | 13.5 | 9.95 | Inverter | 1 | ja
Mitsubishi Electric Europe B.V | PUZ-WM60VAA + E*PT**X-*M*D | 3.33 | 4.22 | 5.06 | 5.36 | 5.8 | 4.1 | Inverter | 1 | ja
Mitsubishi Electric Europe B.V | PUZ-WM60VAA + E*PX-*M*D | 3.33 | 4.22 | 5.06 | 5.36 | 5.8 | 4.1 | Inverter | 1 | ja
KNV Energietechnik GmbH | TopLine 2120 - 20 | 3.35 | 4.22 | 5.02 | 5.31 | 7.79 | 9.95 | Inverter | 1 | ja
Kermi GmbH | x-change dynamic (ac) 16 AW E | 3.27 | 4.22 | 5.24 | 5.54 | 12.38 | 8.13 | Inverter | 1 | ja
Jäspi - Kaukora Oy | Jäspi Inverter Nordic 20 | 3.13 | 4.22 | 5.11 |  | 13.5 | 9.95 | Inverter | 1 | ja
Hoval Aktiengesellschaft | Belaria eco (14) | 2.79 | 4.22 | 4.79 | 5.09 | 10.72 | 6.87 | Inverter | 1 | ja
Hoval Aktiengesellschaft | Belaria eco compact (14/230) | 2.79 | 4.22 | 4.79 | 5.09 | 10.72 | 6.87 | Inverter | 1 | ja
Dimplex - Glen Dimplex Deutschland GmbH | LI 16I-TUR | 3.1 | 4.22 | 5.14 |  | 10.69 | 6.03 | Inverter | 1 | ja
DAIKIN Airconditioning Germany GmbH (Rotex Heating System) | DAIKIN Altherma 3 H HT ECH2O 500 H/C(H) (Biv) 14kW | 2.79 | 4.22 | 4.79 | 5.09 | 10.72 | 6.87 | Inverter | 1 | ja
DAIKIN Airconditioning Germany GmbH (Rotex Heating System) | DAIKIN Altherma 3 H HT F 14kW H/C(H) 180l/230l (G) | 2.79 | 4.22 | 4.79 | 5.09 | 10.72 | 6.87 | Inverter | 1 | ja
DAIKIN Airconditioning Germany GmbH (Rotex Heating System) | DAIKIN Altherma 3 H HT W 14kW H/C(H) | 2.79 | 4.22 | 4.79 | 5.09 | 10.72 | 6.87 | Inverter | 1 | ja
Rennergy Systems AG | AIROplus 32 | 3.15 | 4.21 | 4.64 | 4.94 | 23.86 | 16.7 | Inverter | 1 | ja
Templari Srl. | Kita Si Plus Cold | 3.2 | 4.21 | 4.79 |  | 12 | 6.48 | Inverter | 1 | /
OVUM Heiztechnik GMBH | OVUM AIRS L2 | 3.15 | 4.21 | 5.13 | 4.94 | 13.68 | 16.7 | Inverter | 1 | ja
M-TEC GmbH | WPLT 829 | 3.15 | 4.21 | 4.64 | 4.94 |  | 16.7 | Inverter | 1 | ja
Kermi GmbH | x-change dynamic (ac) 16 AW I | 3.05 | 4.21 | 4.9 | 5.35 | 12.69 | 8.76 | Inverter | 1 | ja
EQtherm GmbH | EQAir 829 | 3.15 | 4.21 | 4.64 | 4.94 |  | 16.7 | Inverter | 1 | /
Weishaupt - Max Weishaupt GmbH | WWP L 18 AD / ADR | 3.22 | 4.2 | 4.8 | 5.18 | 5.6 | 7.26 | Stufen | 2 | ja
WATERKOTTE GmbH | EcoTouch Ai1 Air 5018.5 (Silent Ausführung) | 3.06 | 4.2 | 4.8 | 5.11 | 13.7 | 8.21 | Inverter | 1 | ja
WATERKOTTE GmbH | EcoTouch DA 5018.5 (Silent Ausführung) | 3.06 | 4.2 | 4.8 | 5.11 | 13.7 | 8.21 | Inverter | 1 | ja
NOVELAN (ait-deutschland GmbH) | LA 16 HV ¦ LA 16 HV-WPR-Net 2.1 | 3.21 | 4.2 | 4.33 | 4.63 | 13.9 | 8.05 | Inverter | 1 | ja
NOVELAN (ait-deutschland GmbH) | LA 16.1 HV | 3.21 | 4.2 | 4.33 | 4.63 | 13.9 | 8.05 | Inverter | 1 | ja
NOVELAN (ait-deutschland GmbH) | LA 16.1 HV-WR | 3.21 | 4.2 | 4.33 | 4.63 | 13.9 | 8.05 | Inverter | 1 | ja
NOVELAN (ait-deutschland GmbH) | LI 16 HV ¦ LI 16 HLV | 3.21 | 4.2 | 4.33 | 4.63 | 13.9 | 8.05 | Inverter | 1 | ja
NOVELAN (ait-deutschland GmbH) | LI 16.1 HV | 3.21 | 4.2 | 4.33 | 4.63 | 13.9 | 8.05 | Inverter | 1 | ja
NOVELAN (ait-deutschland GmbH) | LI 16.1 HLV | 3.21 | 4.2 | 4.33 | 4.63 | 13.9 | 8.05 | Inverter | 1 | ja
NOVELAN (ait-deutschland GmbH) | L6Split | 2.57 | 4.2 | 4.85 | 5.15 | 4.6 | 2.32 | Inverter | 1 | ja
NIBE Systemtechnik GmbH | F 2040 - 6 | 2.57 | 4.2 | 5.32 | 5.62 | 4.64 | 2.32 | Inverter | 1 | ja
NIBE Systemtechnik GmbH | AMS 10-6 | 2.57 | 4.2 | 4.85 | 5.15 | 4.6 | 2.32 | Inverter | 1 | ja
Kermi GmbH | x-change WPL 16 | 3.1 | 4.2 |  | 5.7 |  | 11.2 | Inverter | 1 | ja
Dimplex - Glen Dimplex Deutschland GmbH | LA 18 S-TU / -TUR | 3.22 | 4.2 | 4.8 | 5.18 | 10.54 | 7.26 | Stufen | 2 | ja
CTA AG | Aeroheat AH CI 1-16 a / i / iL | 3.21 | 4.2 | 4.33 | 4.63 | 13.9 | 8.05 | Inverter | 1 | ja
CTA AG | Aeroheat AH CI 16 a / i / iL | 3.21 | 4.2 | 4.33 | 4.87 | 13.9 | 8.1 | Inverter | 1 | ja
alpha innotec (ait-deutschland GmbH) | LW 160 H/V ¦ LW 160 HL/V ¦ LW 160 H-A/V ¦ LW 160 H-AV-LUX 2.1 | 3.21 | 4.2 | 4.33 | 4.63 | 13.9 | 8.05 | Inverter | 1 | ja
alpha innotec (ait-deutschland GmbH) | LW 161 H/V | 3.21 | 4.2 | 4.33 | 4.63 | 13.9 | 8.05 | Inverter | 1 | ja
alpha innotec (ait-deutschland GmbH) | LW 161 HL/V | 3.21 | 4.2 | 4.33 | 4.63 | 13.9 | 8.05 | Inverter | 1 | ja
alpha innotec (ait-deutschland GmbH) | LW 161 H-A/V | 3.21 | 4.2 | 4.33 | 4.63 | 13.9 | 8.05 | Inverter | 1 | ja
alpha innotec (ait-deutschland GmbH) | LW 161 H-AV-WR 2.1-16kW | 3.21 | 4.2 | 4.33 | 4.63 | 13.9 | 8.05 | Inverter | 1 | ja
alpha innotec (ait-deutschland GmbH) | L6Split | 2.57 | 4.2 | 4.85 | 5.15 | 4.6 | 2.32 | Inverter | 1 | ja
Roth Werke GmbH | AuraCompact PFR 8 kW | 3.17 | 4.19 | 5.03 | 5.25 | 6.5 | 3.82 | Inverter | 1 | ja
Roth Werke GmbH | AuraModul FR 8 kW E | 3.17 | 4.19 | 5.03 | 5.25 | 6.5 | 3.82 | Inverter | 1 | ja
NOVELAN (ait-deutschland GmbH) | LAV 8-HSV 12 [LAV 8.2 R1/3 + HSV 12M3] | 3.17 | 4.19 | 5.03 | 5.25 | 6.5 | 3.82 | Inverter | 1 | ja
NOVELAN (ait-deutschland GmbH) | LAV 8-HSV 9 [LAV 8.2 R1/3 + HSV 9M1/3] | 3.17 | 4.19 | 5.03 | 5.25 | 6.5 | 3.82 | Inverter | 1 | ja
NOVELAN (ait-deutschland GmbH) | LAV 8-HV 12 [LAV 8.2 R1/3 + HV 12-3] | 3.17 | 4.19 | 5.03 | 5.25 | 6.5 | 3.82 | Inverter | 1 | ja
NOVELAN (ait-deutschland GmbH) | LAV 8-HV 9 [LAV 8.2 R1/3 + HV 9-1/3] | 3.17 | 4.19 | 5.03 | 5.25 | 6.5 | 3.82 | Inverter | 1 | ja
NOVELAN (ait-deutschland GmbH) | LAV 8-WR [LAV 8.2 R1/3 + WR 2.1-1/3] | 3.17 | 4.19 | 5.03 | 5.25 | 6.5 | 3.82 | Inverter | 1 | ja
NOVELAN (ait-deutschland GmbH) | LAVS 8-HSV 12 [LAVS 8.2 R1/3 + HSV 12M3] | 3.17 | 4.19 | 5.03 | 5.25 | 6.5 | 3.82 | Inverter | 1 | ja
NOVELAN (ait-deutschland GmbH) | LAVS 8-HSV 9 [LAVS 8.2 R1/3 + HSV 9M1/3] | 3.17 | 4.19 | 5.03 | 5.25 | 6.5 | 3.82 | Inverter | 1 | ja
NOVELAN (ait-deutschland GmbH) | LAVS 8-HV 12 [LAVS 8.2R1/3 + HV 12-3] | 3.17 | 4.19 | 5.03 | 5.25 | 6.5 | 3.82 | Inverter | 1 | ja
NOVELAN (ait-deutschland GmbH) | LAVS 8-HV 9 [LAVS 8.2R1/3 + HV 9-1/3] | 3.17 | 4.19 | 5.03 | 5.25 | 6.5 | 3.82 | Inverter | 1 | ja
NOVELAN (ait-deutschland GmbH) | LAVS 8-WR [LAVS 8.2R1/3 + WR 2.1-1/3] | 3.17 | 4.19 | 5.03 | 5.25 | 6.5 | 3.82 | Inverter | 1 | ja
NOVELAN (ait-deutschland GmbH) | LICV 8.2R1/3 | 3.17 | 4.19 | 5.03 | 5.25 | 6.5 | 3.82 | Inverter | 1 | ja
NOVELAN (ait-deutschland GmbH) | LIV 8-WR [LIV 8.2 R1/3 + WR 2.1-1/3] | 3.17 | 4.19 | 5.03 | 5.25 | 6.5 | 3.82 | Inverter | 1 | ja
NOVELAN (ait-deutschland GmbH) | LIV 8-HV 9 [LIV 8.2 R1/3 + HV 9-1/3] | 3.17 | 4.19 | 5.03 | 5.25 | 6.5 | 3.82 | Inverter | 1 | ja
NOVELAN (ait-deutschland GmbH) | LIV 8-HV 12 [LIV 8.2 R1/3 + HV 12-3] | 3.17 | 4.19 | 5.03 | 5.25 | 6.5 | 3.82 | Inverter | 1 | ja
NOVELAN (ait-deutschland GmbH) | LIV 8-HSV 9 [LIV 8.2 R1/3 + HSV 9M1/3] | 3.17 | 4.19 | 5.03 | 5.25 | 6.5 | 3.82 | Inverter | 1 | ja
NOVELAN (ait-deutschland GmbH) | LIV 8-HSV 12 [LIV 8.2 R1/3 und HSV 12M3] | 3.17 | 4.19 | 5.03 | 5.25 | 6.5 | 3.82 | Inverter | 1 | ja
Kronoterm d.o.o. | ADAPT 0724-K3 HT / HK 3F | 3.06 | 4.19 | 5.44 | 5.74 | 15.6 | 12.43 | Inverter | 1 | ja
ELCO GmbH | AEROTOP S15.2 / S15.2_2-part | 3.11 | 4.19 | 4.87 | 5.38 | 14.03 | 9.56 | Inverter | 1 | ja
CTA AG | Aeroheat AH CI 8 a/i | 3.17 | 4.19 | 5.03 | 5.25 | 6.4 | 3.82 | Inverter | 1 | ja
CTA AG | Aeroheat AH CI 8is | 3.17 | 4.19 | 5.03 | 5.25 | 6.4 | 3.82 | Inverter | 1 | ja
alpha innotec (ait-deutschland GmbH) | LWAV 82R1/3-HSV 12M3 | 3.17 | 4.19 | 5.03 | 5.25 | 6.5 | 3.82 | Inverter | 1 | ja
alpha innotec (ait-deutschland GmbH) | LWAV 82R1/3-HV 12-3 | 3.17 | 4.19 | 5.03 | 5.25 | 6.5 | 3.82 | Inverter | 1 | ja
alpha innotec (ait-deutschland GmbH) | LWAV 82R1/3-HV 9-1/3 | 3.17 | 4.19 | 5.03 | 5.25 | 6.5 | 3.82 | Inverter | 1 | ja
alpha innotec (ait-deutschland GmbH) | LWAV 82R1/3-WR 2.1-1/3 | 3.17 | 4.19 | 5.03 | 5.25 | 6.5 | 3.82 | Inverter | 1 | ja
alpha innotec (ait-deutschland GmbH) | LWAV + 82R1/3-HSV 12M3 | 3.17 | 4.19 | 5.03 | 5.25 | 6.5 | 3.82 | Inverter | 1 | ja
alpha innotec (ait-deutschland GmbH) | LWAV + 82R1/3-HSV 9M1/3 | 3.17 | 4.19 | 5.03 | 5.25 | 6.5 | 3.82 | Inverter | 1 | ja
alpha innotec (ait-deutschland GmbH) | LWAV + 82R1/3-HV 12-3 | 3.17 | 4.19 | 5.03 | 5.25 | 6.5 | 3.82 | Inverter | 1 | ja
alpha innotec (ait-deutschland GmbH) | LWAV + 82R1/3-HV 9-1/3 | 3.17 | 4.19 | 5.03 | 5.25 | 6.5 | 3.82 | Inverter | 1 | ja
alpha innotec (ait-deutschland GmbH) | LWAV + 82R1/3-WR 2.1-1/3 | 3.17 | 4.19 | 5.03 | 5.25 | 6.5 | 3.82 | Inverter | 1 | ja
alpha innotec (ait-deutschland GmbH) | LWCV 82R1/3 | 3.17 | 4.19 | 5.03 | 5.25 | 6.5 | 3.82 | Inverter | 1 | ja
alpha innotec (ait-deutschland GmbH) | LWV 82R1/3-WR 2.1-1/3 | 3.17 | 4.19 | 5.03 | 5.25 | 6.5 | 3.82 | Inverter | 1 | ja
alpha innotec (ait-deutschland GmbH) | LWV 82R1/3-HV 9-1/3 | 3.17 | 4.19 | 5.03 | 5.25 | 6.5 | 3.82 | Inverter | 1 | ja
alpha innotec (ait-deutschland GmbH) | LWV 82R1/3-HV 12-3 | 3.17 | 4.19 | 5.03 | 5.25 | 6.5 | 3.82 | Inverter | 1 | ja
alpha innotec (ait-deutschland GmbH) | LWV 82R1/3-HSV 9M1/3 | 3.17 | 4.19 | 5.03 | 5.25 | 6.5 | 3.82 | Inverter | 1 | ja
alpha innotec (ait-deutschland GmbH) | LWV 82R1/3-HSV 12M3 | 3.17 | 4.19 | 5.03 | 5.25 | 6.5 | 3.82 | Inverter | 1 | ja
alpha innotec (ait-deutschland GmbH) | LWAV 82R1/3-HSV 9M1/3 |  | 4.19 | 5.03 | 5.25 | 6.5 | 3.82 | Inverter | 1 | ja
KWB Deutschland GmbH | Easyair 15 O(C) | 2.93 | 4.17 |  | 5.16 |  | 8.33 | Inverter | 1 | ja
Junkers Bosch Thermotechnik GmbH | Compress CS 8000i AW 13 OR | 2.93 | 4.17 | 5.09 | 5.16 | 12.19 | 8.33 | Inverter | 1 | ja
ELCO GmbH | AEROTOP SPLIT 07M-(C)RX | 3.17 | 4.17 | 5 | 5.08 | 8 | 4.97 | Inverter | 1 | ja
WATERKOTTE GmbH | Basic Line Ai1 Air 5008.5 (1x 230V) | 3.17 | 4.16 | 4.8 | 5.41 | 7.2 | 5 | Inverter | 1 | ja
WATERKOTTE GmbH | Basic Line Split 5008.5 (1x 230V) | 3.17 | 4.16 | 4.8 | 5.41 | 7.2 | 5 | Inverter | 1 | ja
WATERKOTTE GmbH | EcoTouch Ai1 Air 5008.5 (1x 230V) | 3.17 | 4.16 | 4.8 | 5.41 | 7.2 | 5 | Inverter | 1 | ja
Junkers Bosch Thermotechnik GmbH | Compress CS 7001i AW 7 OR | 2.79 | 4.16 | 5.31 | 5.61 | 5.93 | 3.35 | Inverter | 1 | ja
Dimplex - Glen Dimplex Deutschland GmbH | M Flex 0609 | 3.03 | 4.16 | 4.76 |  | 6.01 | 4.23 | Inverter | 1 | ja
Buderus Bosch Thermotechnik GmbH | Logatherm WLW196i-6 AR (E / B / T / TP / TS) | 2.79 | 4.16 | 5.31 | 5.61 | 5.93 | 3.35 | Inverter | 1 | ja
Bosch Thermotechnik GmbH | Compress CS 7001i AW 7 OR | 2.79 | 4.16 | 5.31 | 5.61 | 5.93 | 3.35 | Inverter | 1 | ja
Vaillant Deutschland GmbH & Co. KG | versoTHERM plus VWL 37/5 230V S2 | 3.14 | 4.15 | 4.56 | 5.39 | 3.6 | 3.18 | Inverter | 1 | ja
Vaillant Deutschland GmbH & Co. KG | versoTHERM plus VWL 57/5 230V S2 | 2.89 | 4.15 | 4.56 | 5.39 | 5.65 | 3.18 | Inverter | 1 | ja
Templari Srl. | KITA M | 2.88 | 4.15 | 4.92 |  | 11.76 | 6.75 | Inverter | 1 | /
Templari Srl. | Kita Mi Plus | 2.85 | 4.15 | 4.62 |  | 14.6 | 9.45 | Inverter | 1 | /
Rennergy Systems AG | AIROplus 15 | 2.88 | 4.15 | 4.92 | 5.22 | 11.76 | 6.75 | Inverter | 1 | ja
OVUM Heiztechnik GMBH | OVUM AIRS M1 | 2.88 | 4.15 | 5.48 | 5.22 | 5.94 | 6.75 | Inverter | 1 | ja
ELCO GmbH | AEROTOP MONO 11M-RL | 3.15 | 4.15 | 5 | 5.05 | 12.35 | 8 | Inverter | 1 | ja
ELCO GmbH | AEROTOP MONO 11M-R 1Z | 3.15 | 4.15 | 5 | 5.05 | 12.35 | 8 | Inverter | 1 | ja
Windhager Zentralheizung Technik GmbH | AeroWIN Premium 13.9 | 2.93 | 4.14 | 5.09 | 5.16 | 12.86 | 8.33 | Inverter | 1 | ja
tecalor GmbH | TTL 20 A(C) | 3.26 | 4.14 | 5.09 |  | 9.54 | 8.33 | Inverter | 1 | ja
tecalor GmbH | TTL 25 A(C) | 2.93 | 4.14 | 5.09 | 5.16 | 12.86 | 8.33 | Inverter | 1 | ja
Stiebel Eltron GmbH & Co. KG | WPL 20 A(C, S) | 3.26 | 4.14 | 5.09 |  | 9.54 | 8.33 | Inverter | 1 | ja
Stiebel Eltron GmbH & Co. KG | WPL 25 A(C) | 2.93 | 4.14 | 5.09 | 5.16 | 12.86 | 8.33 | Inverter | 1 | ja
SOLVIS GmbH | SolvisLea 11 kW | 3.26 | 4.14 | 5.09 |  | 9.54 | 8.33 | Inverter | 1 | ja
SOLVIS GmbH | SolvisLea 14 kW | 2.93 | 4.14 | 5.09 | 5.16 | 12.86 | 8.33 | Inverter | 1 | ja
Samsung Klimatechnik | WPLW-HUB TDM 12-260 [AE 120 MXTPEH/EU + AE 260 TNWTEH/EU] | 2.68 | 4.14 | 4.41 |  | 8.9 | 5.4 | Inverter | 1 | ja
Samsung Klimatechnik | WPLW-HUB TDM 12-260-3 [AE 120 MXTPGH/EU + AE 260 TNWTEH/EU] | 2.68 | 4.14 | 4.41 |  | 8.9 | 5.4 | Inverter | 1 | ja
Samsung Klimatechnik | WPLW-TDM Split-12-WT [AE 120 MXTPEH/EU + AE 160 MNYDEH/EU] | 2.68 | 4.14 | 4.41 |  | 8.9 | 5.4 | Inverter | 1 | ja
Samsung Klimatechnik | WPLW-TDM Split-12-WT-3 [AE 120 MXTPGH/EU + AE 160 MNYDGH/EU] | 2.68 | 4.14 | 4.41 |  | 8.9 | 5.4 | Inverter | 1 | ja
Templari Srl. | Kita Si Plus | 3.12 | 4.13 | 4.74 |  | 8.05 | 5.45 | Inverter | 1 | /
Templari Srl. | Kita Mi | 3.12 | 4.13 | 4.95 |  | 11 | 6.48 | Inverter | 1 | /
Templari Srl. | Kita Mi Cold | 2.98 | 4.13 | 4.95 |  | 15 | 8.1 | Inverter | 1 | /
Bosch Thermotechnik GmbH | Compress CS 7001i AW 7 IR / CS 7000i AW 7 OR | 2.82 | 4.13 | 4.84 | 5.14 | 6.18 | 3.9 | Inverter | 1 | ja
Templari Srl. | Kita Si | 3.11 | 4.12 | 4.87 |  | 7.05 | 4.77 | Inverter | 1 | /
tecalor GmbH | TTL 9.5 | 3.32 | 4.12 | 4.99 | 5.48 | 9.91 | 7.41 | Inverter | 1 | ja
Stiebel Eltron GmbH & Co. KG | WPL 19 | 3.32 | 4.12 | 4.99 | 5.48 | 9.91 | 7.41 | Inverter | 1 | ja
Rennergy Systems AG | AIROplus 35 | 3.06 | 4.12 | 4.56 | 4.86 | 28.44 | 22.88 | Inverter | 1 | ja
OVUM Heiztechnik GMBH | OVUM AIRS L3 | 3.06 | 4.12 | 5.07 | 4.86 | 16.3 | 22.88 | Inverter | 1 | ja
M-TEC GmbH | WPLT 1234 | 3.06 | 4.12 | 4.56 | 4.86 |  | 22.88 | Inverter | 1 | ja
Kermi GmbH | x-change dynamic (ac) 8 AW I | 3.09 | 4.12 | 4.95 | 5.41 | 6.55 | 5.69 | Inverter | 1 | ja
Heliotherm Wärmepumpentechnik Ges.m.b.H | HP20L-M-BC | 3.25 | 4.12 | 5.12 | 5.42 | 16.72 | 20.93 | Inverter | 1 | ja
Heliotherm Wärmepumpentechnik Ges.m.b.H | HP20L-M-WEB | 3.25 | 4.12 | 5.12 | 5.42 | 16.72 | 20.93 | Inverter | 1 | ja
Templari Srl. | KITA L66 | 3.06 | 4.12 | 4.56 |  | 28.4 | 17.71 | Inverter | 1 | /
EQtherm GmbH | EQAir 1234 | 3.06 | 4.12 | 4.56 | 4.86 |  | 22.88 | Inverter | 1 | /
ELCO GmbH | AEROTOP SPLIT 04M-(C)RX | 3.27 | 4.12 | 5.11 | 5.13 | 4.5 | 2.8 | Inverter | 1 | ja
REMKO GmbH & Co. KG | LWM 150 | 3.57 | 4.11 | 5.03 |  | 7.85 | 8.33 | Inverter | 1 | ja
REMKO GmbH & Co. KG | LWM 150 Duo | 3.57 | 4.11 | 5.03 |  | 15.7 | 16.66 | Inverter | 1 | ja
IDM Energiesysteme GmbH | AERO ILM 4-13 | 2.6 | 4.11 | 4.75 | 5.05 | 5.5 | 7.11 | Inverter | 1 | ja
IDM Energiesysteme GmbH | AERO ILM 7-13 | 2.6 | 4.11 | 4.75 | 5.05 | 5.5 | 7.11 | Inverter | 1 | ja
Hoval Aktiengesellschaft | Belaria comfort ICM (13) | 2.6 | 4.11 | 4.75 | 5.05 | 5.5 | 7.11 | Inverter | 1 | ja
emcal Wärmesysteme GmbH | emcalAIR LWA (ac) modular 8 | 3.15 | 4.11 |  | 5.4 |  | 5.76 | Inverter | 1 | ja
Viessmann Werke GmbH & Co KG | Vitocal 200-A AWO(-E/-AC) 201.A10 | 3.18 | 4.1 | 5.01 | 5.31 | 10.1 | 6.1 | Inverter | 1 | ja
Viessmann Werke GmbH & Co KG | Vitocal 200-S AWB(-E/-AC) 201.D10 | 3.18 | 4.1 | 5.01 | 5.31 | 10.09 | 5.9 | Inverter | 1 | ja
Viessmann Werke GmbH & Co KG | Vitocal 222-A AWOT(-E/-AC) 221.A10 | 3.18 | 4.1 | 5.01 | 5.31 | 10.1 | 6.1 | Inverter | 1 | ja
Viessmann Werke GmbH & Co KG | Vitocal 222-S AWBT(-E/-AC) 221.C10 | 3.18 | 4.1 | 5.01 | 5.31 | 10.09 | 5.9 | Inverter | 1 | ja
Templari Srl. | Kita Li Plus | 2.9 | 4.1 | 4.63 |  | 36 | 21.6 | Inverter | 1 | /
Templari Srl. | Kita L Cold | 2.8 | 4.1 | 4.63 |  | 35 | 18.9 | Inverter | 1 | /
Kermi GmbH | x-change dynamic (ac) 8 AW E | 3.27 | 4.1 | 5.22 | 5.52 | 6.21 | 5.38 | Inverter | 1 | ja
Johnson Controls Hitachi Air Conditioning Europe SAS | YUTAKI S 2 [RAS-2WHVRP + RWM-2.0NRE] | 3.2 | 4.1 | 5.4 |  | 3.23 | 2.63 | Inverter | 1 | ja
Johnson Controls Hitachi Air Conditioning Europe SAS | YUTAKI S COMBI (SOLAR) 2 [RAS-2WHVRP + RWD-2.0NRW(S)E-200S/-260SNE] | 3.2 | 4.1 | 5.4 |  | 3.23 | 2.63 | Inverter | 1 | ja
Johnson Controls Hitachi Air Conditioning Europe SAS | YUTAKI M 2 [RASM-3VRE] | 3.2 | 4.1 | 5.4 |  | 3.23 | 2.63 | Inverter | 1 | ja
Johnson Controls Hitachi Air Conditioning Europe SAS | YUTAKI S 2 [RAS-2WHVNP + RWM-2.0NE] | 2.85 | 4.1 | 5.25 | 5.55 | 4.7 | 3.5 | Inverter | 1 | ja
Johnson Controls Hitachi Air Conditioning Europe SAS | YUTAKI S COMBI (SOLAR) 2 [RAS-2WHVNP + RWD-2.0NW(S)E-200S/-260SNE] | 2.85 | 4.1 | 5.25 | 5.55 | 4.7 | 3.5 | Inverter | 1 | ja
ELCO GmbH | AEROTOP SPLIT 09M-R | 3.42 | 4.1 | 5.34 | 5.37 | 10 | 6.86 | Inverter | 1 | ja
ELCO GmbH | AEROTOP SPLIT 05M-(C)RX | 3.06 | 4.1 | 5.02 | 5.08 | 5.4 | 3.5 | Inverter | 1 | ja
DAIKIN Airconditioning Germany GmbH (Rotex Heating System) | DAIKIN Altherma 3 R F 4kW H/C (H) 180l/230l BUH6 (G) | 3.1 | 4.1 | 4.3 | 5.4 | 4.5 | 3.5 | Inverter | 1 | ja
DAIKIN Airconditioning Germany GmbH (Rotex Heating System) | DAIKIN Altherma 3 R W 4kW H/C (H) BUH6 (HPSU Bi-Bloc Ultra 4kW) | 3.1 | 4.1 | 5.1 | 5.4 | 4.5 | 3.5 | Inverter | 1 | ja
DAIKIN Airconditioning Germany GmbH (Rotex Heating System) | DAIKIN Altherma 3 R ECH2O 304/504 H/C (H) (Biv) 4kW (HPSU compact Ultra 4kW) | 3.1 | 4.1 | 5.1 | 5.4 | 4.5 | 3.5 | Inverter | 1 | ja
Templari Srl. | KITA L42 | 2.89 | 4.09 | 4.62 |  | 21.29 | 12.48 | Inverter | 1 | /
REMKO GmbH & Co. KG | LWM 80 | 3.55 | 4.09 | 5.1 |  | 3.82 | 4.33 | Inverter | 1 | ja
Panasonic Deutschland | AQUAREA [WH-UD05HE5-1 + WH-ADC0309H3E5(B)] | 2.63 | 4.09 | 4.57 | 4.87 | 4.31 | 2.41 | Inverter | 1 | ja
Panasonic Deutschland | AQUAREA [ WH-UD05HE5 + WH-SDC05H3E5 ] | 2.63 | 4.09 | 4.57 | 4.87 | 4.31 | 2.41 | Inverter | 1 | ja
Panasonic Deutschland | AQUAREA [ WH-UD05HE5-1 + WH-SDC05H3E5-1 ] | 2.63 | 4.09 | 4.57 | 4.87 | 4.31 | 2.41 | Inverter | 1 | ja
Vaillant Deutschland GmbH & Co. KG | versoTHERM plus VWL 77/5 230V S2 | 2.73 | 4.08 | 3.77 | 5.08 | 7.2 | 4.1 | Inverter | 1 | ja
IDM Energiesysteme GmbH | TERRA AL 17 Twin (P) | 3.39 | 4.08 | 4.96 | 5.26 | 14.58 | 17.24 | Stufen | 2 | ja
Hoval Aktiengesellschaft | Belaria twin A(R) (17) | 3.39 | 4.08 | 4.96 | 5.26 |  | 17.24 | Stufen | 2 | ja
Heliotherm Wärmepumpentechnik Ges.m.b.H | HP25L-M-WEB | 3.25 | 4.08 | 5.03 | 5.33 |  | 25.22 | Inverter | 1 | ja
Samsung Klimatechnik | WPLW-Hub Split-4-200 [AE 040 RXEDEG/EU + AE 200 RNWSEG/EU] | 2.96 | 4.07 | 5.2 |  | 4.42 | 2.69 | Inverter | 1 | ja
Samsung Klimatechnik | WPLW-Hub Split-4-260 [AE 040 RXEDEG/EU + AE 260 RNWSEG/EU] | 2.96 | 4.07 | 5.2 |  | 4.42 | 2.69 | Inverter | 1 | ja
Samsung Klimatechnik | WPLW-Split-4-WT [AE 040 RXEDEG/EU + AE 090 RNYDEG/EU] | 2.96 | 4.07 | 5.2 |  | 4.42 | 2.69 | Inverter | 1 | ja
Samsung Klimatechnik | WPLW-HUB TDM 16-260 [AE 160 MXTPEH/EU + AE 260 TNWTEH/EU] | 2.61 | 4.07 | 4.05 |  | 9.9 | 6 | Inverter | 1 | ja
Samsung Klimatechnik | WPLW-TDM Split-16-WT [AE 160 MXTPEH/EU + AE 160 MNYDEH/EU] | 2.61 | 4.07 | 4.05 |  | 9.9 | 6 | Inverter | 1 | ja
Samsung Klimatechnik | WPLW-HUB TDM 16-260-3 [AE 160 MXTPGH/EU + AE 260 TNWTEH/EU] | 2.6 | 4.07 | 4.05 |  | 9.9 | 6 | Inverter | 1 | ja
Samsung Klimatechnik | WPLW-TDM Split-16-WT-3 [AE 160 MXTPGH/EU + AE 160 MNYDGH/EU] | 2.6 | 4.07 | 4.05 |  | 9.9 | 6 | Inverter | 1 | ja
KNV Energietechnik GmbH | TopLine 2120 - 12 | 3.08 | 4.07 | 4.78 | 5.33 | 3.68 | 6.83 | Inverter | 1 | ja
ELCO GmbH | AEROTOP SPLIT 11M-R | 3.31 | 4.07 | 5.2 | 5.2 | 11.8 | 8.15 | Inverter | 1 | ja
DAIKIN Airconditioning Germany GmbH (Rotex Heating System) | HPSU compact 304 H/C (Biv) 4 kW [2013] | 2.85 | 4.07 | 5.23 | 5.53 | 4.26 | 3.47 | Inverter | 1 | ja
Heliotherm Wärmepumpentechnik Ges.m.b.H | HP30L-M-WEB | 3.28 | 4.06 | 5.04 | 5.34 | 25.76 | 32.85 | Inverter | 1 | ja
Viessmann Werke GmbH & Co KG | Vitocal 200-A AWO(-E/-AC) 201.A13 | 3.14 | 4.06 | 4.99 | 5.19 | 11 | 6.67 | Inverter | 1 | ja
Viessmann Werke GmbH & Co KG | Vitocal 222-A AWOT(-E/-AC) 221.A13 | 3.14 | 4.06 | 4.99 | 5.19 | 11 | 6.67 | Inverter | 1 | ja
Midea | MHA-V6W/D2N8 | 2.81 | 4.06 | 4.77 |  | 6 | 5.58 | Inverter | 1 | ja
IDM Energiesysteme GmbH | TERRA AL 24 Twin (P) | 3.39 | 4.05 | 4.88 | 5.18 | 20.13 | 23.68 | Stufen | 2 | ja
Templari Srl. | Kita Mi Plus Cold | 2.75 | 4.05 | 4.62 |  | 18 | 9.72 | Inverter | 1 | /
Kermi GmbH | x-change WPL 12 | 2.61 | 4.05 | 5 | 5.35 | 8.8 | 9.73 | Inverter | 1 | ja
Hoval Aktiengesellschaft | Belaria twin A(R) (24) | 3.39 | 4.05 | 4.88 | 5.18 |  | 23.68 | Stufen | 2 | ja
ELCO GmbH | AEROTOP HYBRID MINI 15/07RX | 3.1 | 4.05 | 5 | 5.08 | 7.98 | 4.91 | Inverter | 1 | ja
ELCO GmbH | AEROTOP HYBRID MINI 15/07R | 3.1 | 4.05 | 5 | 5.08 | 7.98 | 4.91 | Inverter | 1 | ja
ELCO GmbH | AEROTOP HYBRID MINI 22/07RX | 3.1 | 4.05 | 5 | 5.08 | 7.98 | 4.91 | Inverter | 1 | ja
ELCO GmbH | AEROTOP HYBRID MINI 22/07R | 3.1 | 4.05 | 5 | 5.08 | 7.98 | 4.91 | Inverter | 1 | ja
ELCO GmbH | AEROTOP MONO 07M-RXL | 3.1 | 4.05 | 5 | 5.08 | 7.98 | 4.91 | Inverter | 1 | ja
ELCO GmbH | AEROTOP MONO 07M-RL | 3.1 | 4.05 | 5 | 5.08 | 7.98 | 4.91 | Inverter | 1 | ja
ELCO GmbH | AEROTOP MONO 07M-CRX 1Z | 3.1 | 4.05 | 5 | 5.08 | 7.98 | 4.91 | Inverter | 1 | ja
ELCO GmbH | AEROTOP MONO 07M-CRX 2Z | 3.1 | 4.05 | 5 | 5.08 | 7.98 | 4.91 | Inverter | 1 | ja
ELCO GmbH | AEROTOP MONO 07M-CR 1Z | 3.1 | 4.05 | 5 | 5.08 | 7.98 | 4.91 | Inverter | 1 | ja
ELCO GmbH | AEROTOP MONO 07M-CR 2Z | 3.1 | 4.05 | 5 | 5.08 | 7.98 | 4.91 | Inverter | 1 | ja
ELCO GmbH | AEROTOP MONO 07M-RX 1Z | 3.1 | 4.05 | 5 | 5.08 | 7.98 | 4.91 | Inverter | 1 | ja
ELCO GmbH | AEROTOP MONO 07M-RX 2Z | 3.1 | 4.05 | 5 | 5.08 | 7.98 | 4.91 | Inverter | 1 | ja
ELCO GmbH | AEROTOP MONO 07M-R 1Z | 3.1 | 4.05 | 5 | 5.08 | 7.98 | 4.91 | Inverter | 1 | ja
ELCO GmbH | AEROTOP MONO 07M-R 2Z | 3.1 | 4.05 | 5 | 5.08 | 7.98 | 4.91 | Inverter | 1 | ja
CTC GIERSCH - Enertech GmbH | EcoAir 610M | 3.27 | 4.05 | 4.85 | 5.22 | 4.11 | 5.31 | Inverter | 1 | ja
CTC GIERSCH - Enertech GmbH | EcoAir 614M | 3.27 | 4.05 | 4.85 | 5.22 | 4.11 | 5.31 | Inverter | 1 | ja
CTC | EcoAir 610M | 3.27 | 4.05 | 4.85 | 5.22 | 4.11 | 5.31 | Inverter | 1 | ja
CTC | EcoAir 614M | 3.27 | 4.05 | 4.85 | 5.22 | 4.11 | 5.31 | Inverter | 1 | ja
REMKO GmbH & Co. KG | LWM 110 | 3.42 | 4.04 | 5.02 |  | 5.57 | 6.35 | Inverter | 1 | ja
REMKO GmbH & Co. KG | LWM 110 Duo | 3.42 | 4.04 | 5.02 |  | 11.14 | 12.7 | Inverter | 1 | ja
Panasonic Deutschland | AQUAREA [ WH-UD16HE8 + WH-SDC16H9E8 ] | 2.57 | 4.04 | 4.3 | 4.6 | 11.4 | 6.22 | Inverter | 1 | ja
Mitsubishi Electric Europe B.V | PUHZ-W60VAA | 3.18 | 4.04 | 4.83 | 5.13 | 6 | 4.8 | Inverter | 1 | ja
Mitsubishi Electric Europe B.V | PUZ-WM50VHA + E*PT**X-*M*D | 3.12 | 4.04 | 5 | 5.3 | 4.4 | 2.7 | Inverter | 1 | ja
Mitsubishi Electric Europe B.V | PUZ-WM50VHA + E*PX-*M*D | 3.12 | 4.04 | 5 | 5.3 | 4.4 | 2.7 | Inverter | 1 | ja
Junkers Bosch Thermotechnik GmbH | Compress CS 7001i AW 5 OR | 2.81 | 4.04 | 4.69 | 4.99 | 4.7 | 2.66 | Inverter | 1 | ja
Junkers Bosch Thermotechnik GmbH | Compress CS 7000i AW 17 OR | 2.55 | 4.04 | 4.87 | 5.17 | 13.02 | 7.86 | Inverter | 1 | ja
IDM Energiesysteme GmbH | TERRA ML 8-13 (Complete) (HGL) | 3.14 | 4.04 | 4.59 | 4.89 | 6.3 | 8.24 | Inverter | 1 | ja
DAIKIN Airconditioning Germany GmbH (Rotex Heating System) | DAIKIN Altherma M ECH2O 300/500 H/C (Biv) 5 kW (HPSU monobloc compact 300/500 H/C (Biv) 5 kW) | 2.71 | 4.04 | 5 | 5.3 | 4.37 | 3.27 | Inverter | 1 | ja
DAIKIN Airconditioning Germany GmbH (Rotex Heating System) | HPSU monobloc 5 kW Heizen (Heizen + Kühlen) | 2.71 | 4.04 | 5 | 5.3 | 4.33 | 3.27 | Inverter | 1 | ja
Buderus Bosch Thermotechnik GmbH | Logatherm WLW196i-4 AR (E / B / T / TP / TS) | 2.81 | 4.04 | 4.69 | 4.99 | 4.7 | 2.66 | Inverter | 1 | ja
Buderus Bosch Thermotechnik GmbH | Logatherm WLW196i-14 AR (E / B / T / TP / TS) | 2.55 | 4.04 | 4.87 | 5.17 | 13.02 | 7.86 | Inverter | 1 | ja
Bosch Thermotechnik GmbH | Compress CS 7001i AW 5 OR | 2.81 | 4.04 | 4.69 | 4.99 | 4.7 | 2.66 | Inverter | 1 | ja
Bosch Thermotechnik GmbH | Compress CS 7000i AW 17 OR | 2.55 | 4.04 | 4.87 | 5.17 | 13.02 | 7.86 | Inverter | 1 | ja
SOLARFOCUS GmbH | vampair K 12 | 3.03 | 4.03 | 4.75 |  | 10.08 | 7.31 | Inverter | 1 | ja
Sonnenkraft Deutschland GmbH | HP12M | 3 | 4.02 | 4.71 | 5.01 |  | 6.84 | Inverter | 1 | ja
Mitsubishi Electric Europe B.V | SUZ-SWM40VA + E*ST17D-**D | 2.84 | 4.02 | 5.2 | 5.5 | 4.5 | 2.7 | Inverter | 1 | ja
Mitsubishi Electric Europe B.V | SUZ-SWM40VA + E*ST20D-**D | 2.84 | 4.02 | 5.2 | 5.5 | 4.5 | 2.7 | Inverter | 1 | ja
Mitsubishi Electric Europe B.V | SUZ-SWM40VA + E*SD-**D | 2.84 | 4.02 | 5.2 | 5.5 | 4.5 | 2.7 | Inverter | 1 | ja
Midea | MHA-V10W/D2N8 MHC-V5W/D2N8 | 2.93 | 4.02 | 4.65 |  | 8.2 | 8.25 | Inverter | 1 | ja
Hoval Aktiengesellschaft | Belaria compact SRM (4) | 2.81 | 4.02 | 5.04 | 5.34 |  | 3.27 | Inverter | 1 | /
Hoval Aktiengesellschaft | Belaria SRM (4) | 2.81 | 4.02 | 5.04 | 5.34 |  | 3.27 | Inverter | 1 | /
Heliotherm Wärmepumpentechnik Ges.m.b.H | S12L-M-CC | 3 | 4.02 | 5.16 | 5.46 | 5.04 | 6.84 | Inverter | 1 | ja
DAIKIN Airconditioning Germany GmbH (Rotex Heating System) | DAIKIN Altherma R Hybrid H 5 kW (HPU hybrid 5 kW Heizen) | 2.81 | 4.02 | 5.04 | 5.34 | 4.37 | 3.27 | Inverter | 1 | ja
DAIKIN Airconditioning Germany GmbH (Rotex Heating System) | HPSU Bi-Bloc (4 kW) | 2.81 | 4.02 | 5.04 | 5.34 | 4.37 | 3.27 | Inverter | 1 | ja
Brötje - August Brötje GmbH | BLW(-C) NEO 12 | 3 | 4.02 | 5.16 | 5.46 | 5.04 | 6.84 | Inverter | 1 | ja
IDM Energiesysteme GmbH | TERRA AL 32 Twin (P) | 3.35 | 4.01 | 4.88 | 5.18 | 26.88 | 31.56 | Stufen | 2 | ja
tecalor GmbH | TTL 13.5 | 3 | 4.01 | 4.72 | 5.48 | 13.45 | 9.03 | Inverter | 1 | ja
Stiebel Eltron GmbH & Co. KG | WPL 24 | 3 | 4.01 | 4.72 | 5.48 | 13.45 | 9.03 | Inverter | 1 | ja
Roth Werke GmbH | AuraCompact PFR 12 kW | 2.63 | 4.01 | 4.71 | 5.1 | 8.5 | 5.07 | Inverter | 1 | ja
Roth Werke GmbH | AuraModul FR 12 kW E | 2.63 | 4.01 | 4.71 | 5.1 | 8.5 | 5.07 | Inverter | 1 | ja
Remeha | MONO AWHP 8 TR | 2.18 | 4.01 | 4.51 | 4.81 | 8.3 | 4.8 | Inverter | 1 | ja
NOVELAN (ait-deutschland GmbH) | LAV 12-HSV 12 [ LAV 12.2 R3 + HSV 12M3] | 2.63 | 4.01 | 4.71 | 5.1 | 8.5 | 5.07 | Inverter | 1 | ja
NOVELAN (ait-deutschland GmbH) | LAV 12-HV 12 [LAV 12.2 R3 + HV 12-3] | 2.63 | 4.01 | 4.71 | 5.1 | 8.5 | 5.07 | Inverter | 1 | ja
NOVELAN (ait-deutschland GmbH) | LAV 12-WR [LAV 12.2 R3 + WR 2.1-1/3] | 2.63 | 4.01 | 4.71 | 5.1 | 8.5 | 5.07 | Inverter | 1 | ja
NOVELAN (ait-deutschland GmbH) | LAVS 12-HSV 12 [LAVS 12.2R3 + HSV 12M3] | 2.63 | 4.01 | 4.71 | 5.1 | 8.5 | 5.07 | Inverter | 1 | ja
NOVELAN (ait-deutschland GmbH) | LAVS 12-HV 12 [LAVS 12.2R3 + HV 12-3] | 2.63 | 4.01 | 4.71 | 5.1 | 8.5 | 5.07 | Inverter | 1 | ja
NOVELAN (ait-deutschland GmbH) | LAVS 12-WR [LAVS 12.2R3 + WR 2.1-1/3] | 2.63 | 4.01 | 4.71 | 5.1 | 8.5 | 5.07 | Inverter | 1 | ja
NOVELAN (ait-deutschland GmbH) | LICV 12.2R3 | 2.63 | 4.01 | 4.71 | 5.1 | 8.5 | 5.07 | Inverter | 1 | ja
NOVELAN (ait-deutschland GmbH) | LIV 12-WR [LIV 12.2 R3 + WR 2.1-1/3] | 2.63 | 4.01 | 4.71 | 5.1 | 8.5 | 5.07 | Inverter | 1 | ja
NOVELAN (ait-deutschland GmbH) | LIV 12-HV 12 [LIV 12.2 R3 + HV 12-3] | 2.63 | 4.01 | 4.71 | 5.1 | 8.5 | 5.07 | Inverter | 1 | ja
NOVELAN (ait-deutschland GmbH) | LIV 12-HSV 12 [LIV 12.2 R3 + HSV 12M3] | 2.63 | 4.01 | 4.71 | 5.1 | 8.5 | 5.07 | Inverter | 1 | ja
Mitsubishi Electric Europe B.V | SUZ-SWM60VA + E*ST17D-**D | 2.96 | 4.01 | 4.86 | 5.16 | 5.8 | 3.6 | Inverter | 1 | ja
Mitsubishi Electric Europe B.V | SUZ-SWM60VA + E*ST20D-**D | 2.96 | 4.01 | 4.86 | 5.16 | 5.8 | 3.6 | Inverter | 1 | ja
Mitsubishi Electric Europe B.V | SUZ-SWM60VA + E*SD-**D | 2.96 | 4.01 | 4.86 | 5.16 | 5.8 | 3.6 | Inverter | 1 | ja
Mitsubishi Electric Europe B.V | PUHZ-W85(V)YAA | 2.18 | 4.01 | 4.51 | 4.81 | 7.5 | 4.8 | Inverter | 1 | ja
Midea | MHA-V4W/D2N8 | 2.74 | 4.01 | 5.15 |  | 4.8 | 4.25 | Inverter | 1 | ja
Hoval Aktiengesellschaft | Belaria twin A(R) (32) | 3.35 | 4.01 | 4.88 | 5.18 |  | 31.56 | Stufen | 2 | /
ELCO GmbH | AEROTOP HYBRID MINI 15/04RX | 3.27 | 4.01 | 5.11 | 5.13 | 4.64 | 2.8 | Inverter | 1 | ja
ELCO GmbH | AEROTOP HYBRID MINI 22/04RX | 3.27 | 4.01 | 5.11 | 5.13 | 4.64 | 2.8 | Inverter | 1 | ja
ELCO GmbH | AEROTOP MONO 04M-RXL | 3.27 | 4.01 | 5.11 | 5.13 | 4.64 | 2.8 | Inverter | 1 | ja
ELCO GmbH | AEROTOP MONO 04M-CRX 1Z | 3.27 | 4.01 | 5.11 | 5.13 | 4.64 | 2.8 | Inverter | 1 | ja
ELCO GmbH | AEROTOP MONO 04M-CRX 2Z | 3.27 | 4.01 | 5.11 | 5.13 | 4.64 | 2.8 | Inverter | 1 | ja
ELCO GmbH | AEROTOP MONO 04M-RX 1Z | 3.27 | 4.01 | 5.11 | 5.13 | 4.64 | 2.8 | Inverter | 1 | ja
ELCO GmbH | AEROTOP MONO 04M-RX 2Z | 3.27 | 4.01 | 5.11 | 5.13 | 4.64 | 2.8 | Inverter | 1 | ja
ELCO GmbH | AEROTOP MONO 09M-RL | 3.25 | 4.01 | 5.1 | 5.13 | 9.97 | 6.69 | Inverter | 1 | ja
ELCO GmbH | AEROTOP MONO 09M-R 1Z | 3.25 | 4.01 | 5.1 | 5.13 | 9.97 | 6.69 | Inverter | 1 | ja
ELCO GmbH | AEROTOP S12M-IH | 2.98 | 4.01 | 4.69 | 4.89 | 13.9 | 7.97 | Inverter | 1 | ja
CTA AG | Aeroheat AH CI 12 a/i | 2.63 | 4.01 | 4.71 | 5.1 | 8.5 | 5.07 | Inverter | 1 | ja
CTA AG | Aeroheat AH CI 12is | 2.63 | 4.01 | 4.71 | 5.1 | 8.5 | 5.07 | Inverter | 1 | ja
alpha innotec (ait-deutschland GmbH) | LWAV 122R3-HSV 12M3 | 2.63 | 4.01 | 4.71 | 5.1 | 8.5 | 5.07 | Inverter | 1 | ja
alpha innotec (ait-deutschland GmbH) | LWAV 122R3-HV 12-3 | 2.63 | 4.01 | 4.71 | 5.1 | 8.5 | 5.07 | Inverter | 1 | ja
alpha innotec (ait-deutschland GmbH) | LWAV 122R3-WR 2.1-1/3 | 2.63 | 4.01 | 4.71 | 5.1 | 8.5 | 5.07 | Inverter | 1 | ja
alpha innotec (ait-deutschland GmbH) | LWAV + 122R3-HSV 12M3 | 2.63 | 4.01 | 4.71 | 5.1 | 8.5 | 5.07 | Inverter | 1 | ja
alpha innotec (ait-deutschland GmbH) | LWAV + 122R3-HV 12-3 | 2.63 | 4.01 | 4.71 | 5.1 | 8.5 | 5.07 | Inverter | 1 | ja
alpha innotec (ait-deutschland GmbH) | LWAV + 122R3-WR 2.1-1/3 | 2.63 | 4.01 | 4.71 | 5.1 | 8.5 | 5.07 | Inverter | 1 | ja
alpha innotec (ait-deutschland GmbH) | LWCV 122R3 | 2.63 | 4.01 | 4.71 | 5.1 | 8.5 | 5.07 | Inverter | 1 | ja
alpha innotec (ait-deutschland GmbH) | LWV 122R3-WR 2.1-1/3 | 2.63 | 4.01 | 4.71 | 5.1 | 8.5 | 5.07 | Inverter | 1 | ja
alpha innotec (ait-deutschland GmbH) | LWV 122R3-HV 12-3 | 2.63 | 4.01 | 4.71 | 5.1 | 8.5 | 5.07 | Inverter | 1 | ja
alpha innotec (ait-deutschland GmbH) | LWV 122R3-HSV 12M3 | 2.63 | 4.01 | 4.71 | 5.1 | 8.5 | 5.07 | Inverter | 1 | ja
Panasonic Deutschland | AQUAREA [ WH-UQ16HE8 + WH-ADC0916H9E8 ] | 3 | 4 | 4.73 |  | 11.61 | 8.21 | Inverter | 1 | ja
Panasonic Deutschland | AQUAREA [ WH-UX16HE8 + WH-ADC0916H9E8 ] | 3 | 4 | 4.73 |  | 11.61 | 8.21 | Inverter | 1 | ja
Panasonic Deutschland | AQUAREA [ WH-UQ16HE8 + WH-SQC16H9E8 ] | 3 | 4 | 4.73 |  | 11.61 | 8.21 | Inverter | 1 | ja
Panasonic Deutschland | AQUAREA [ WH-UX16HE8 + WH-SXC16H9E8 ] | 3 | 4 | 4.73 |  | 11.61 | 8.21 | Inverter | 1 | ja
Panasonic Deutschland | AQUAREA [ WH-UD09HE5-1 + WH-ADC0309H3E5(B) ] | 2.66 | 4 | 4.31 | 4.61 | 6.01 | 3.21 | Inverter | 1 | ja
Panasonic Deutschland | AQUAREA [ WH-UD09HE5 + WH-SDC09H3E5 ] | 2.66 | 4 | 4.31 | 4.61 | 6.01 | 3.21 | Inverter | 1 | ja
Panasonic Deutschland | AQUAREA [ WH-UD09HE5-1 + WH-SDC09H3E5-1 ] | 2.66 | 4 | 4.31 | 4.61 | 6.01 | 3.21 | Inverter | 1 | ja
OCHSNER Wärmepumpen GmbH | OCHSNER AIR 414 C (T200) EAGLE | 2.92 | 4 | 4.5 | 4.8 |  | 5.5 | Inverter | 1 | ja
Midea | MHA-V8W/D2N8 | 2.91 | 4 | 4.76 |  | 7.05 | 7.1 | Inverter | 1 | ja
ELCO GmbH | AEROTOP HYBRID MINI 15/05RX | 3.06 | 4 | 5.02 | 5.08 | 5.43 | 3.5 | Inverter | 1 | ja
ELCO GmbH | AEROTOP HYBRID MINI 22/05RX | 3.06 | 4 | 5.02 | 5.08 | 5.43 | 3.5 | Inverter | 1 | ja
ELCO GmbH | AEROTOP MONO 05M-RXL | 3.06 | 4 | 5.02 | 5.08 | 5.43 | 3.5 | Inverter | 1 | ja
ELCO GmbH | AEROTOP MONO 05M-CRX 1Z | 3.06 | 4 | 5.02 | 5.08 | 5.43 | 3.5 | Inverter | 1 | ja
ELCO GmbH | AEROTOP MONO 05M-CRX 2Z | 3.06 | 4 | 5.02 | 5.08 | 5.43 | 3.5 | Inverter | 1 | ja
ELCO GmbH | AEROTOP MONO 05M-RX 1Z | 3.06 | 4 | 5.02 | 5.08 | 5.43 | 3.5 | Inverter | 1 | ja
ELCO GmbH | AEROTOP MONO 05M-RX 2Z | 3.06 | 4 | 5.02 | 5.08 | 5.43 | 3.5 | Inverter | 1 | ja
Templari Srl. | Kita Si Cold | 2.98 | 3.99 | 4.87 |  | 10 | 5.4 | Inverter | 1 | /
Remeha | MONO AWHP 6 MR | 3.13 | 3.99 | 4.83 | 5.13 | 6.4 | 4.8 | Inverter | 1 | ja
ELCO GmbH | AEROTOP S05M-IR | 3.02 | 3.99 | 4.72 | 5.04 | 6 | 4.79 | Inverter | 1 | ja
ELCO GmbH | AEROTOP S07M-IR | 2.96 | 3.99 | 4.77 | 5.06 | 8.5 | 5.71 | Inverter | 1 | ja
Viessmann Werke GmbH & Co KG | Vitocal 200-S AWB(-E/-AC) 201.D13 | 3.06 | 3.98 | 4.87 | 5.17 | 10.74 | 6.31 | Inverter | 1 | ja
Viessmann Werke GmbH & Co KG | Vitocal 222-S AWBT(-E/-AC) 221.C13 | 3.06 | 3.98 | 4.87 | 5.17 | 10.74 | 6.31 | Inverter | 1 | ja
Mack ThermoTechnik | MTT LWWP ME 12 Z | 3.34 | 3.98 | 4.63 |  | 11.2 | 6.8 | Inverter | 1 | ja
Mack ThermoTechnik | MTT LWWP ME 24 Z - DUO | 3.34 | 3.98 | 4.63 |  | 11.2 | 6.8 | Inverter | 1 | ja
FläktGroup | FGAH2035AG2.SL | 3.34 | 3.98 | 4.4 |  | 70.66 | 87.62 | Stufen | 2 | /
ELCO GmbH | AEROTOP S12.2 / S12.2_2-part | 3.24 | 3.98 | 4.86 | 5.49 | 11.77 | 7.97 | Inverter | 1 | ja
ELCO GmbH | AEROTOP S09M-IR | 2.72 | 3.98 | 4.7 | 5.02 | 10.5 | 6.53 | Inverter | 1 | ja
Brötje - August Brötje GmbH | BLW Split 6 C | 2.72 | 3.98 | 4.27 | 4.57 |  | 2.38 | Inverter | 1 | ja
Brötje - August Brötje GmbH | BLW Split-K 6 C | 2.72 | 3.98 | 4.27 | 4.57 |  | 2.38 | Inverter | 1 | ja
Windhager Zentralheizung Technik GmbH | AeroWIN Klassik 8.6 (BioWIN2 Hybrid) | 2.92 | 3.97 | 5.24 | 5.24 | 7.8 | 5.73 | Inverter | 1 | ja
Mack ThermoTechnik | MTT LWWP 35 | 3.28 | 3.97 | 4.49 | 4.79 | 22.5 | 24.72 | Inverter | 1 | ja
tecalor GmbH | TTL 6.5 ACS | 2.92 | 3.97 | 4.76 | 5.06 | 6 | 4.3 | Inverter | 1 | ja
tecalor GmbH | TTL 8.5 ACS | 2.92 | 3.97 | 5.24 | 5.24 | 7.8 | 5.73 | Inverter | 1 | ja
Stiebel Eltron GmbH & Co. KG | WPL 13 ACS classic | 2.92 | 3.97 | 4.76 | 5.06 | 6 | 4.3 | Inverter | 1 | ja
Stiebel Eltron GmbH & Co. KG | WPL 17 ACS classic | 2.92 | 3.97 | 5.24 | 5.24 | 7.8 | 5.73 | Inverter | 1 | ja
SOLVIS GmbH | SolvisLea 8 kW Eco | 2.92 | 3.97 | 5.24 | 5.24 | 7.8 | 5.73 | Inverter | 1 | ja
Samsung Klimatechnik | WPLW-Hub Split-6-200 [AE 060 RXEDEG/EU + AE 200 RNWSEG/EU] | 2.71 | 3.97 | 4.92 |  | 5.31 | 3.23 | Inverter | 1 | ja
Samsung Klimatechnik | WPLW-Hub Split-6-260 [AE 060 RXEDEG/EU + AE 260 RNWSEG/EU] | 2.71 | 3.97 | 4.92 |  | 5.31 | 3.23 | Inverter | 1 | ja
Samsung Klimatechnik | WPLW-Split-6-WT [AE 060 RXEDEG/EU + AE 090 RNYDEG/EU] | 2.71 | 3.97 | 4.92 |  | 5.31 | 3.23 | Inverter | 1 | ja
Viessmann Werke GmbH & Co KG | Vitocal 200-A AWO-M(-E/-AC) 201.A10 | 3.14 | 3.96 | 4.69 | 4.99 | 8.69 | 5.01 | Inverter | 1 | ja
Viessmann Werke GmbH & Co KG | Vitocal 200-S AWB-M(-E/-AC) 201.D10 | 3.14 | 3.96 | 4.69 | 4.99 | 8.69 | 5.01 | Inverter | 1 | ja
Viessmann Werke GmbH & Co KG | Vitocal 222-A AWOT-M(-E/-AC) 221.A10 | 3.14 | 3.96 | 4.69 | 4.99 | 8.69 | 5.01 | Inverter | 1 | ja
Viessmann Werke GmbH & Co KG | Vitocal 222-S AWBT-M(-E/-AC) 221.C10 | 3.14 | 3.96 | 4.69 | 4.99 | 8.69 | 5.01 | Inverter | 1 | ja
Viessmann Werke GmbH & Co KG | Vitocal 200-A AWO-M(-E/-AC) 201.A08 | 2.89 | 3.96 | 4.71 | 5.01 | 6.67 | 4.04 | Inverter | 1 | ja
Viessmann Werke GmbH & Co KG | Vitocal 200-S AWB-M(-E/-AC) 201.D08 | 2.89 | 3.96 | 4.71 | 5.01 | 6.67 | 4.04 | Inverter | 1 | ja
Viessmann Werke GmbH & Co KG | Vitocal 222-A AWOT-M(-E/-AC) 221.A08 | 2.89 | 3.96 | 4.71 | 5.01 | 6.67 | 4.04 | Inverter | 1 | ja
Viessmann Werke GmbH & Co KG | Vitocal 222-S AWBT-M(-E/-AC) 221.C08 | 2.89 | 3.96 | 4.71 | 5.01 | 6.67 | 4.04 | Inverter | 1 | ja
Samsung Klimatechnik | WPLW-HUB TDM 4,4-200 [AE 044 MXTPEH/EU + AE 200 TNWTEH/EU] | 2.77 | 3.96 | 4.95 |  | 2.77 | 2.2 | Inverter | 1 | ja
Samsung Klimatechnik | WPLW-HUB TDM 4,4-260 [AE 044 MXTPEH/EU + AE 260 TNWTEH/EU] | 2.77 | 3.96 | 4.95 |  | 2.77 | 2.2 | Inverter | 1 | ja
Samsung Klimatechnik | WPLW-TDM Split-4,4-WT [AE 044 MXTPEH/EU + AE 090 MNYDEH/EU] | 2.77 | 3.96 | 4.95 |  | 2.77 | 2.2 | Inverter | 1 | ja
M-TEC GmbH | WPL 412 | 3.11 | 3.96 | 5.12 | 5.36 | 8.31 | 5.94 | Inverter | 1 | ja
EQtherm GmbH | EQAir Split 212 | 3.11 | 3.96 | 5.12 | 5.36 | 8.31 | 5.94 | Inverter | 1 | ja
SOLARFOCUS GmbH | vampair K 08 | 3.01 | 3.95 | 4.6 |  | 5.68 | 3.94 | Inverter | 1 | ja
Samsung Klimatechnik | WPLW-HUB TDM 9-200 [AE 090 MXTPEH/EU + AE 200 TNWTEH/EU] | 2.64 | 3.95 | 4.32 |  | 5 | 3 | Inverter | 1 | ja
Samsung Klimatechnik | WPLW-HUB TDM 9-260 [AE 090 MXTPEH/EU + AE 260 TNWTEH/EU] | 2.64 | 3.95 | 4.32 |  | 5 | 3 | Inverter | 1 | ja
Samsung Klimatechnik | WPLW-TDM Split-9-WT [AE 090 MXTPEH/EU + AE 090 MNYDEH/EU] | 2.64 | 3.95 | 4.32 |  | 5 | 3 | Inverter | 1 | ja
Samsung Klimatechnik | WPLW-HUB TDM 9-200-3 [AE 090 MXTPGH/EU + AE 200 TNWTEH/EU] | 2.6 | 3.95 | 4.32 |  | 5 | 3 | Inverter | 1 | ja
Samsung Klimatechnik | WPLW-HUB TDM 9-260-3 [AE 090 MXTPGH/EU + AE 260 TNWTEH/EU] | 2.6 | 3.95 | 4.32 |  | 5 | 3 | Inverter | 1 | ja
Samsung Klimatechnik | WPLW-TDM Split-9-WT-3 [AE 090 MXTPGH/EU + AE 090 MNYDGH/EU] | 2.6 | 3.95 | 4.32 |  | 5 | 3 | Inverter | 1 | ja
Viessmann Werke GmbH & Co KG | Vitocal 200-A AWO(-E/-AC) 201.A16 | 3 | 3.94 | 4.95 | 5.25 | 11.6 | 7.02 | Inverter | 1 | ja
Viessmann Werke GmbH & Co KG | Vitocal 200-S AWB(-E/-AC) 201.D16 | 3 | 3.94 | 4.95 | 5.25 | 11.6 | 7.02 | Inverter | 1 | ja
Viessmann Werke GmbH & Co KG | Vitocal 222-A AWOT(-E/-AC) 221.A16 | 3 | 3.94 | 4.95 | 5.25 | 11.6 | 7.02 | Inverter | 1 | ja
Viessmann Werke GmbH & Co KG | Vitocal 222-S AWBT(-E/-AC) 221.C16 | 3 | 3.94 | 4.95 | 5.25 | 11.6 | 7.02 | Inverter | 1 | ja
Thermia Wärmepumpen | iTec Eco 12 230-1 | 2.66 | 3.94 | 4.53 |  | 11.5 | 7 | Inverter | 1 | ja
Thermia Wärmepumpen | iTec Eco 12 400V | 2.66 | 3.94 | 4.53 |  | 11.5 | 7 | Inverter | 1 | ja
Samsung Klimatechnik | WPLW-Hub Mono-12-200 [AE 120 RXYDEG/EU + AE 200 RNWMEG/EU] | 2.66 | 3.94 | 4.53 |  | 11.5 | 7 | Inverter | 1 | ja
Samsung Klimatechnik | WPLW-Hub Mono-12-260 [AE 120 RXYDEG/EU + AE 260 RNWMEG/EU] | 2.66 | 3.94 | 4.53 |  | 11.5 | 7 | Inverter | 1 | ja
Samsung Klimatechnik | WPLW-Hub Mono-12-260-3 [AE 120 RXYDGG/EU + AE 260 RNWMGG/EU] | 2.66 | 3.94 | 4.53 |  | 11.5 | 7 | Inverter | 1 | ja
Samsung Klimatechnik | WPLW-Mono-12-RE [AE 120 RXYDEG/EU + MIM-E03CN] | 2.66 | 3.94 | 4.53 |  | 11.5 | 7 | Inverter | 1 | ja
Samsung Klimatechnik | WPLW-Mono-12-RE-3 [AE 120 RXYDGG/EU + MIM-E03CN] | 2.66 | 3.94 | 4.53 |  | 11.5 | 7 | Inverter | 1 | ja
Panasonic Deutschland | AQUAREA [ WH-MDC05H3E5 ] | 2.83 | 3.94 | 4.91 | 5.21 | 4.85 | 2.04 | Inverter | 1 | ja
ELCO GmbH | AEROTOP S15M-IH | 2.9 | 3.94 | 4.61 | 4.81 | 16.3 | 8.99 | Inverter | 1 | ja
Panasonic Deutschland | AQUAREA [ WH-UD07HE5-1 + WH-ADC0309H3E5(B) ] | 2.95 | 3.93 | 4.47 | 4.77 | 5.81 | 2.56 | Inverter | 1 | ja
Panasonic Deutschland | AQUAREA [ WH-UD07HE5 + WH-SDC07H3E5 ] | 2.95 | 3.93 | 4.47 | 4.77 | 5.81 | 2.56 | Inverter | 1 | ja
Panasonic Deutschland | AQUAREA [ WH-UD07HE5-1 + WH-SDC07H3E5-1 ] | 2.95 | 3.93 | 4.47 | 4.77 | 5.81 | 2.56 | Inverter | 1 | ja
Vaillant Deutschland GmbH & Co. KG | aroTHERM Split VWL 105/5 AS 400V S2 + VWL 128/5 IS | 2.8 | 3.92 | 4.65 | 5.05 | 10.07 | 8.12 | Inverter | 1 | ja
Vaillant Deutschland GmbH & Co. KG | aroTHERM Split VWL 105/5 AS 400V S2 + VWL 127/5 IS | 2.8 | 3.92 | 4.65 | 5.05 | 10.07 | 8.12 | Inverter | 2 | ja
Panasonic Deutschland | AQUAREA [ WH-UD09HE8 + WH-SDC09H3E8 ] | 3.02 | 3.92 | 4.92 | 5.22 | 9.58 | 4.55 | Inverter | 1 | ja
NIBE Systemtechnik GmbH | AMS 10-16 | 2.8 | 3.92 | 4.85 | 5.15 | 12.1 | 9.33 | Inverter | 1 | ja
Heliotherm Wärmepumpentechnik Ges.m.b.H | HP12L-M-BC | 2.91 | 3.92 | 5.18 | 5.48 | 15.74 | 11.23 | Inverter | 1 | ja
Heliotherm Wärmepumpentechnik Ges.m.b.H | HP12L-M-WEB | 2.91 | 3.92 | 5.18 | 5.48 | 15.74 | 11.23 | Inverter | 1 | ja
Vaillant Deutschland GmbH & Co. KG | aroTHERM VWL 85/3 A 230V | 2.66 | 3.91 | 4.63 | 5.49 | 6.57 | 4.5 | Inverter | 1 | ja
REMKO GmbH & Co. KG | HTS 200 | 3.43 | 3.91 | 5.01 | 5.31 | 9.64 | 12.02 | Inverter | 1 | ja
M-TEC GmbH | WPL 618 | 3.06 | 3.91 | 5.08 | 5.31 | 12.58 | 8.98 | Inverter | 1 | ja
Mitsubishi Electric Europe B.V | PUHZ-SHW 80 (V)YAA + EH(R)SC-**C(D) | 3.32 | 3.91 | 4.89 | 5.19 | 8 | 7 | Inverter | 1 | ja
Mitsubishi Electric Europe B.V | PUHZ-SHW 80 (V)YAA + EH(R)ST**C-**C(D) | 3.32 | 3.91 | 4.89 | 5.19 | 8 | 7 | Inverter | 1 | ja
Mack ThermoTechnik | MTT LWWP 20 | 3.3 | 3.91 | 4.46 | 4.78 | 12.16 | 12.84 | Inverter | 1 | ja
EQtherm GmbH | EQAir Split 417 | 3.06 | 3.91 | 5.08 | 5.31 | 12.58 | 8.98 | Inverter | 1 | ja
WATERKOTTE GmbH | EcoTouch Ai1 Air 5010.5 (Silent Ausführung) | 3.1 | 3.9 | 4.5 | 4.8 | 8.3 | 8.1 | Inverter | 1 | ja
WATERKOTTE GmbH | EcoTouch DA 5010.5 (Silent Ausführung) | 3.1 | 3.9 | 4.5 | 4.8 | 8.3 | 8.1 | Inverter | 1 | ja
Viessmann Werke GmbH & Co KG | Vitocal 300-A AWO-AC 301.B11 | 3.1 | 3.9 | 5 | 5.2 | 10.5 | 7 | Inverter | 1 | ja
Viessmann Werke GmbH & Co KG | Vitocal 300-A AWO-AC 301.B14 | 3 | 3.9 | 5 | 5.17 | 12 | 8.5 | Inverter | 1 | ja
KELVIN GmbH | Invento LWWP-M | 2.53 | 3.9 | 4.5 | 4.8 |  | 13.91 | Inverter | 1 | /
CTA AG | Aeroheat AH CM 18a | 3.34 | 3.9 | 5.01 |  | 7.29 | 7.83 | Inverter | 1 | ja
Vaillant Deutschland GmbH & Co. KG | aroTHERM plus VWL 35/6 A 230V S2 | 2.69 | 3.89 | 4.8 | 5.27 | 3.63 | 1.95 | Inverter | 1 | ja
Vaillant Deutschland GmbH & Co. KG | aroTHERM plus VWL 55/6 A 230V S2 | 2.55 | 3.89 | 4.8 | 5.27 | 5.33 | 1.95 | Inverter | 1 | ja
Samsung Klimatechnik | WPLW-HUB TDM 6,6-200 [AE 066 MXTPEH/EU + AE 200 TNWTEH/EU] | 2.79 | 3.89 | 4.53 |  | 4.4 | 2.7 | Inverter | 1 | ja
Samsung Klimatechnik | WPLW-HUB TDM 6,6-260 [AE 066 MXTPEH/EU + AE 260 TNWTEH/EU] | 2.79 | 3.89 | 4.53 |  | 4.4 | 2.7 | Inverter | 1 | ja
Samsung Klimatechnik | WPLW-TDM Split-6,6-WT [AE 066 MXTPEH/EU + AE 090 MNYDEH/EU] | 2.79 | 3.89 | 4.53 |  | 4.4 | 2.7 | Inverter | 1 | ja
Mitsubishi Electric Europe B.V | PUHZ-SW 100 (V)YAA + EH(R)SC-**C(D) | 2.85 | 3.89 | 4.46 | 4.76 | 10 | 7.4 | Inverter | 1 | ja
Mitsubishi Electric Europe B.V | PUHZ-SW 100 (V)YAA + EH(R)ST**C-**C(D) | 2.85 | 3.89 | 4.46 | 4.76 | 10 | 7.4 | Inverter | 1 | ja
Mitsubishi Electric Europe B.V | PUHZ-SHW 112 (V)YAA + EH(R)SC-**C(D) | 2.67 | 3.89 | 4.46 | 4.76 | 11.2 | 7.4 | Inverter | 1 | ja
Mitsubishi Electric Europe B.V | PUHZ-SHW 112 (V)YAA + EH(R)ST**C-**C(D) | 2.67 | 3.89 | 4.46 | 4.76 | 11.2 | 7.4 | Inverter | 1 | ja
Mack ThermoTechnik | MTT LWWP ME 10 | 3.24 | 3.89 | 4.55 |  | 8.5 | 5.2 | Inverter | 1 | ja
Mack ThermoTechnik | MTT LWWP ME 20 - DUO | 3.24 | 3.89 | 4.55 |  | 17 | 10.4 | Inverter | 1 | ja
Mack ThermoTechnik | MTT LWWP 16 | 3.24 | 3.89 | 4.41 | 4.54 | 11.87 | 10.72 | Inverter | 1 | ja
FläktGroup | FGAH2030AG2.SL | 3.3 | 3.89 | 4.31 |  | 61.37 | 75.46 | Stufen | 2 | /
FläktGroup | FGAH2050AG2.SL | 3.27 | 3.89 | 4.31 |  | 98.29 | 120.1 | Stufen | 2 | /
FläktGroup | FGAH2061AG2.SL | 3.23 | 3.89 | 4.31 |  | 126.9 | 157 | Stufen | 2 | /
FläktGroup | FGAH2020AG1.SL | 3.19 | 3.89 | 4.36 |  | 41.44 | 51.41 | Stufen | 2 | /
Windhager Zentralheizung Technik GmbH | AeroWIN Premium 7.6 | 2.83 | 3.88 | 4.23 | 4.83 | 6.86 | 4.23 | Inverter | 1 | ja
tecalor GmbH | TTL 15 A(C)S | 2.83 | 3.88 | 4.23 | 4.83 | 6.86 | 4.23 | Inverter | 1 | ja
Stiebel Eltron GmbH & Co. KG | WPL 15 A(C)S | 2.83 | 3.88 | 4.23 | 4.83 | 6.86 | 4.23 | Inverter | 1 | ja
Panasonic Deutschland | AQUAREA [ WH-MDC05F3E5 ] | 3.38 | 3.88 |  | 5.49 |  | 4.75 | Inverter | 1 | ja
Panasonic Deutschland | AQUAREA [ WH-MDC09H3E5 ] | 2.71 | 3.88 | 4.29 | 4.59 | 7.07 | 2.55 | Inverter | 1 | ja
Mack ThermoTechnik | MTT LWWP ME 08 Z | 3.48 | 3.88 | 4.6 |  | 8 | 4.9 | Inverter | 1 | ja
Mack ThermoTechnik | MTT LWWP ME 16 Z - DUO | 3.48 | 3.88 | 4.6 |  | 16 | 9.8 | Inverter | 1 | ja
KWB Deutschland GmbH | Easyair 8 O(C)S | 2.83 | 3.88 |  | 4.83 |  | 4.23 | Inverter | 1 | ja
Junkers Bosch Thermotechnik GmbH | Compress CS 8000i AW 7 OR | 2.83 | 3.88 | 4.54 | 4.83 | 6.86 | 4.23 | Inverter | 1 | ja
Jäspi - Kaukora Oy | Jäspi Inverter Split 12 | 2.75 | 3.88 | 4.78 |  | 9 | 6.91 | Inverter | 1 | ja
FläktGroup | FGAH2056AG2.SL | 3.13 | 3.88 | 4.32 |  | 109.7 | 139.9 | Stufen | 2 | /
Mack ThermoTechnik | MTT LWWP 25 | 3.3 | 3.87 | 4.41 | 4.52 | 13.52 | 14.87 | Inverter | 1 | ja
FläktGroup | FGAH2081AG2.SL | 3.25 | 3.87 | 4.27 |  | 168.5 | 205.4 | Stufen | 2 | /
Sonnenkraft Deutschland GmbH | HP14SM + HMHP14 (-PSV1 / -PSV1DHW / -V2) | 2.97 | 3.86 |  | 5.61 |  | 9.58 | Inverter | 1 | ja
NOVELAN (ait-deutschland GmbH) | L12Split | 2.75 | 3.86 | 4.78 | 5.08 | 9 | 6.91 | Inverter | 1 | ja
NIBE Systemtechnik GmbH | AMS 10-12 | 2.75 | 3.86 | 4.78 | 5.08 | 9 | 6.91 | Inverter | 1 | ja
Midea | MHC-V7W/D2N8 | 2.87 | 3.86 | 4.93 |  | 6.45 | 6.2 | Inverter | 1 | ja
Kronoterm d.o.o. | WPLV-14-S1 NT + HM-141 S1 | 2.97 | 3.86 | 5.12 | 5.61 | 10.89 | 9.58 | Inverter | 1 | /
Kronoterm d.o.o. | WPLV-14-S1 NT + HM-142 S1 | 2.97 | 3.86 | 5.12 | 5.61 | 10.89 | 9.58 | Inverter | 1 | /
Jäspi - Kaukora Oy | Jäspi Inverter M12 | 2.75 | 3.86 | 4.78 |  | 10.36 | 7.07 | Inverter | 1 | ja
FläktGroup | FGAH2026AG1.SL | 3.23 | 3.86 | 4.26 |  | 52.57 | 64.88 | Stufen | 2 | /
FläktGroup | FGAH2071AG2.SL | 3.18 | 3.86 | 4.29 |  | 146.7 | 183.1 | Stufen | 2 | /
Bosch Thermotechnik GmbH | Compress CS 7001i AW 5 OR | 2.81 | 3.86 | 4.57 | 4.91 | 4.51 | 2.78 | Inverter | 1 | ja
alpha innotec (ait-deutschland GmbH) | L12Split | 2.75 | 3.86 | 4.78 | 5.08 | 9 | 6.91 | Inverter | 1 | ja
Weishaupt - Max Weishaupt GmbH | WWP L 35 AR | 3.08 | 3.85 | 4.5 | 4.79 | 17.6 | 25.12 | Stufen | 2 | ja
Viessmann Werke GmbH & Co KG | Vitocal 300-A AWCI-AC 301.A09 | 2.9 | 3.85 | 4.42 | 4.72 | 6.3 | 8.62 | Digital Scroll | 1 | /
Viessmann Werke GmbH & Co KG | Vitocal 300-A AWO-AC 301.A09 | 2.9 | 3.85 | 4.42 | 4.72 | 6.3 | 8.62 | Digital Scroll | 1 | /
SunHybrid GmbH | AlphaTherm Zero2 - 8 | 3.09 | 3.85 | 4.92 | 5.22 | 6.24 | 6.09 | Inverter | 1 | ja
Mack ThermoTechnik | MTT LWWP ME 08 | 3.16 | 3.85 | 4.7 |  | 6.3 | 4.2 | Inverter | 1 | ja
Mack ThermoTechnik | MTT LWWP ME 15 - DUO | 3.16 | 3.85 | 4.7 |  | 12.6 | 8.4 | Inverter | 1 | ja
KUFI INT, s.r.o. - Division AC Heating | Convert AW14 | 2.7 | 3.85 | 4.98 | 5.28 |  | 7.1 | Inverter | 1 | /
KUFI INT, s.r.o. - Division AC Heating | Convert AW16 | 2.7 | 3.85 | 4.98 | 5.28 |  | 7.78 | Inverter | 1 | /
FläktGroup | FGAH2025AG1.SL | 3.14 | 3.85 | 4.3 |  | 48.67 | 60.82 | Stufen | 2 | /
Dimplex - Glen Dimplex Deutschland GmbH | LA 35 TUR+ | 3.08 | 3.85 | 4.49 | 4.79 | 18.75 | 25.12 | Stufen | 2 | ja
CTC GIERSCH - Enertech GmbH | EcoAir 520M | 2.96 | 3.85 | 4.46 | 5.46 | 6.28 | 8.78 | Inverter | 1 | ja
CTC GIERSCH - Enertech GmbH | EcoAir 510M | 2.8 | 3.85 | 5.17 | 5.35 | 3.36 | 4.7 | Inverter | 1 | ja
Vaillant Deutschland GmbH & Co. KG | aroTHERM Split VWL 35/5 AS 230V S2 + VWL 58/5 IS | 3.15 | 3.84 | 5.03 | 5.84 | 3.53 | 2.42 | Inverter | 1 | ja
Vaillant Deutschland GmbH & Co. KG | aroTHERM Split VWL 35/5 AS 230V S2 + VWL 57/5 IS | 3.15 | 3.84 | 5.03 | 5.84 | 3.53 | 2.42 | Inverter | 1 | ja
SunHybrid GmbH | AlphaTherm Zero 8 | 3.02 | 3.84 | 4.96 | 5.26 | 7.98 | 6.81 | Inverter | 1 | ja
NIBE Systemtechnik GmbH | F 2040 - 12 | 2.78 | 3.84 | 4.79 | 5.09 | 10.36 | 7.07 | Inverter | 1 | ja
FläktGroup | FGAH2035AG2.HE | 3.21 | 3.84 | 4.25 |  | 70.66 | 87.62 | Stufen | 2 | /
FläktGroup | FGAH2020AG1.HE | 3.14 | 3.84 | 4.29 |  | 41.44 | 51.41 | Stufen | 2 | /
ELCO GmbH | AEROTOP G07-14M | 2.93 | 3.84 | 4.98 | 4.95 | 12.7 | 10.02 | Inverter | 1 | ja
tecalor GmbH | TTL 4.5 ICS | 3.16 | 3.83 | 4.68 | 4.95 | 4.23 | 2.64 | Inverter | 1 | ja
tecalor GmbH | TTL 8.5 ICS | 2.63 | 3.83 | 4.74 | 5.2 | 8.02 | 5.02 | Inverter | 1 | ja
Stiebel Eltron GmbH & Co. KG | WPL 09 ICS classic | 3.16 | 3.83 | 4.68 | 4.95 | 4.23 | 2.64 | Inverter | 1 | ja
Stiebel Eltron GmbH & Co. KG | WPL 17 ICS classic | 2.63 | 3.83 | 4.74 | 5.2 | 8.02 | 5.02 | Inverter | 1 | ja
NOVELAN (ait-deutschland GmbH) | LAP 45R3 | 2.95 | 3.83 | 4.58 | 4.68 | 38.91 | 27.17 | Stufen | 2 | ja
NOVELAN (ait-deutschland GmbH) | LAP 45-WPR | 2.95 | 3.83 | 4.58 | 4.68 | 38.91 | 27.17 | Stufen | 2 | ja
KNV Energietechnik GmbH | Greenline SPLIT LWSE-F 30 | 3.1 | 3.83 |  | 4.57 |  | 32.58 | Stufen | 2 | ja
CTA AG | Aeropro AP CP 45a | 2.95 | 3.83 | 4.58 | 4.68 | 38.91 | 27.17 | Stufen | 2 | ja
alpha innotec (ait-deutschland GmbH) | LWP 450AR3 | 2.95 | 3.83 | 4.58 | 4.68 | 38.91 | 27.17 | Stufen | 2 | ja
alpha innotec (ait-deutschland GmbH) | LWP 450-LUX | 2.95 | 3.83 | 4.58 | 4.68 | 38.91 | 27.17 | Stufen | 2 | ja
REMKO GmbH & Co. KG | HTS 260 | 3.24 | 3.82 | 4.98 | 5.28 | 13.55 | 17.41 | Inverter | 1 | ja
Panasonic Deutschland | AQUAREA [ WH-UD09FE8 + WH-ADC0916G9E8 ] | 3.08 | 3.82 | 5.03 | 5.33 |  | 8.83 | Inverter | 1 | ja
Panasonic Deutschland | AQUAREA [ WH-UD09HE8 + WH-ADC0916H9E8 ] | 3.08 | 3.82 | 5.03 | 5.33 | 9.58 | 8.83 | Inverter | 1 | ja
Panasonic Deutschland | AQUAREA [ WH-UD09FE8 + WH-SDC09F3E8 ] | 3.08 | 3.82 | 5.03 | 5.33 |  | 8.83 | Inverter | 1 | ja
Panasonic Deutschland | AQUAREA [ WH-UX09FE8 + WH-ADC0916G9E8 ] | 2.93 | 3.82 | 5.06 | 5.36 |  | 8.85 | Inverter | 1 | ja
Panasonic Deutschland | AQUAREA [ WH-UX09FE8 + WH-SXC09F3E8 ] | 2.93 | 3.82 | 5.06 | 5.36 |  | 8.85 | Inverter | 1 | ja
Midea |  | 2.81 | 3.82 | 5 |  | 4.9 | 4.6 | Inverter | 1 | ja
NOVELAN (ait-deutschland GmbH) | LAD 55 A-HID 2 | 3.18 | 3.81 | 4.76 | 5.04 | 9.26 | 11.2 | Stufen | 2 | ja
NOVELAN (ait-deutschland GmbH) | LAD 55 A/RX-HID 2R | 3.18 | 3.81 | 4.76 | 5.04 | 8.8 | 10.8 | Stufen | 2 | ja
Mitsubishi Electric Europe B.V | PUHZ-SW 75 VHA + E H(R) S (T20) C(D)-V(Y)M 2(6/9) (E) B(C) | 3.05 | 3.81 | 4.43 | 4.73 | 7.5 | 7.56 | Inverter | 1 | ja
Midea | MHC-V9W/D2N8 | 2.76 | 3.81 | 4.6 |  | 7.5 | 7.1 | Inverter | 1 | ja
FläktGroup | FGAH2040AG2.SL | 3.16 | 3.81 | 4.23 |  | 76.72 | 95.72 | Stufen | 2 | /
alpha innotec (ait-deutschland GmbH) | LWD 5050 A-HMD 2 | 3.18 | 3.81 | 4.76 | 5.04 | 9.26 | 11.2 | Stufen | 2 | ja
alpha innotec (ait-deutschland GmbH) | LWD 5050 A/RX-HMD 2R | 3.18 | 3.81 | 4.76 | 5.04 | 8.8 | 10.8 | Stufen | 2 | ja
Wolf GmbH | BWL-1S(B)-10 | 2.8 | 3.8 | 4.8 | 5.1 | 8.1 | 7.6 | Inverter | 1 | ja
NOVELAN (ait-deutschland GmbH) | LAD 75 A-HID 2 | 3.2 | 3.8 | 4.53 | 5.1 | 10.93 | 13.3 | Stufen | 2 | ja
NOVELAN (ait-deutschland GmbH) | LAD 75 A/RX-HID 2R | 3.2 | 3.8 | 4.44 | 5.1 | 10.4 | 12.7 | Stufen | 2 | ja
NOVELAN (ait-deutschland GmbH) | LAD 77 A-HID 2 | 3.2 | 3.8 | 4.3 | 5.1 | 12.6 | 15.4 | Stufen | 2 | ja
NOVELAN (ait-deutschland GmbH) | LAD 77 A/RX-HID 2R | 3.2 | 3.8 | 4.32 | 5.1 | 12 | 16.6 | Stufen | 2 | ja
MAXA - Advantix S.p.A. | i-32 06 | 2.85 | 3.8 | 4.38 |  | 5.91 | 6.27 | Inverter | 1 | /
MAXA - Advantix S.p.A. | i-HWAK V4 06 (V.415) | 2.85 | 3.8 | 4.38 |  | 5.91 | 6.27 | Inverter | 1 | /
MAXA - Advantix S.p.A. | i-SHWAK V4 06 (V.415) | 2.85 | 3.8 | 4.38 |  | 5.91 | 6.27 | Inverter | 1 | /
KNV Energietechnik GmbH | Greenline SPLIT LWSE-F 36 | 3.1 | 3.8 |  | 4.5 |  | 37.2 | Stufen | 2 | ja
Johnson Controls Hitachi Air Conditioning Europe SAS | YUTAKI S 2,5 [RAS-2.5WHVRP + RWM-2.5NE] | 2.9 | 3.8 | 4.95 |  | 3.98 | 3.38 | Inverter | 1 | ja
Johnson Controls Hitachi Air Conditioning Europe SAS | YUTAKI S COMBI (SOLAR) 2,5 [RAS-2.5WHVRP + RWD-2.5NRW(S)E-200S/-260SNE] | 2.9 | 3.8 | 4.95 |  | 3.98 | 3.38 | Inverter | 1 | ja
Hoval Aktiengesellschaft | Belaria compact SRM (6) | 2.93 | 3.8 |  | 5.23 |  | 4.69 | Inverter | 1 | /
Hoval Aktiengesellschaft | Belaria SRM (6) | 2.93 | 3.8 |  | 5.23 |  | 4.69 | Inverter | 1 | /
FläktGroup | FGAH2026AG1.HE | 3.17 | 3.8 | 4.19 |  | 52.57 | 64.88 | Stufen | 2 | /
alpha innotec (ait-deutschland GmbH) | LWD 7050 A-HMD 2 | 3.2 | 3.8 | 4.53 | 5.1 | 10.93 | 13.3 | Stufen | 2 | ja
alpha innotec (ait-deutschland GmbH) | LWD 7050 A/RX-HMD 2R | 3.2 | 3.8 | 4.44 | 5.1 | 10.4 | 12.7 | Stufen | 2 | ja
alpha innotec (ait-deutschland GmbH) | LWD 7070 A-HMD 2 | 3.2 | 3.8 | 4.3 | 5.1 | 12.6 | 15.4 | Stufen | 2 | ja
alpha innotec (ait-deutschland GmbH) | LWD 7070 A/RX-HMD 2R | 3.2 | 3.8 | 4.32 | 5.1 | 12 | 16.6 | Stufen | 2 | ja
Weishaupt - Max Weishaupt GmbH | WWP LS 10-B R | 2.74 | 3.79 | 4.95 | 5.25 | 9.57 | 7.6 | Inverter | 1 | ja
Weishaupt - Max Weishaupt GmbH | WWP LS 10-B R-K | 2.74 | 3.79 | 4.95 | 5.25 | 9.57 | 7.6 | Inverter | 1 | ja
Panasonic Deutschland | AQUAREA [ WH-UD03HE5-1 + WH-ADC0309H3E5(B) ] | 3.04 | 3.79 | 5.29 | 5.59 | 3.58 | 3.29 | Inverter | 1 | ja
Panasonic Deutschland | AQUAREA [ WH-UD03HE5+ WH-SDC03H3E5 ] | 3.04 | 3.79 | 5.29 | 5.59 | 3.58 | 3.29 | Inverter | 1 | ja
Panasonic Deutschland | AQUAREA [ WH-UD03HE5-1+ WH-SDC03H3E5-1 ] | 3.04 | 3.79 | 5.29 | 5.59 | 3.58 | 3.29 | Inverter | 1 | ja
NIBE Systemtechnik GmbH | F 2040 - 8 | 2.84 | 3.79 | 4.6 | 4.9 | 7.66 | 6.03 | Inverter | 1 | ja
FläktGroup | FGAH2045AG2.SL | 3.2 | 3.79 | 4.2 |  | 87.05 | 105.8 | Stufen | 2 | /
Viessmann Werke GmbH & Co KG | Vitocal 200-A AWO-M(-E/-AC) 201.A06 | 2.99 | 3.78 | 4.72 | 5.02 | 5.7 | 3.11 | Inverter | 1 | ja
Viessmann Werke GmbH & Co KG | Vitocal 222-A AWOT-M(-E/-AC) 221.A06 | 2.99 | 3.78 | 4.72 | 5.02 | 5.7 | 3.11 | Inverter | 1 | ja
Panasonic Deutschland | AQUAREA [ WH-MXC09G3E8 ] | 3.11 | 3.78 | 5 | 5.3 |  | 8.66 | Inverter | 1 | ja
ORCA ENERGIJA, d.o.o. | Mitsubishi PUHZ-SHW 112 VAA + ORCA MONO (DUO 200/DUO 300/DUO 300 SOLAR) | 3.18 | 3.78 | 4.89 |  | 11.2 | 9.56 | Inverter | 1 | /
ORCA ENERGIJA, d.o.o. | Mitsubishi PUHZ-SHW 112 YAA + ORCA MONO (DUO 200/DUO 300/DUO 300 SOLAR) | 3.18 | 3.78 | 4.89 |  | 11.2 | 9.56 | Inverter | 1 | /
NIBE Systemtechnik GmbH | F 2040 - 16 | 2.87 | 3.78 | 4.66 | 4.96 | 13.98 | 9.58 | Inverter | 1 | ja
Mitsubishi Electric Europe B.V | PUHZ-SW200YKA + E*SE-**C(D) | 2.53 | 3.78 | 4 | 4.3 | 15.3 | 20 | Inverter | 1 | ja
FläktGroup | FGAH2025AG1.HE | 3.08 | 3.78 | 4.22 |  | 48.67 | 60.82 | Stufen | 2 | /
DAIKIN Airconditioning Germany GmbH (Rotex Heating System) | DAIKIN Altherma H Hybrid | 2.69 | 3.78 | 4.55 | 4.85 | 3.53 | 2.97 | Inverter | 1 | ja
CTC GIERSCH - Enertech GmbH | EcoAir 622M | 3.34 | 3.78 | 4.53 | 4.97 | 7.29 | 8.27 | Inverter | 1 | ja
CTC | EcoAir 622M | 3.34 | 3.78 | 4.53 | 4.97 | 7.29 | 8.27 | Inverter | 1 | ja
REMKO GmbH & Co. KG | HTS 90 | 3.17 | 3.77 | 5.1 | 5.39 | 4.88 | 5.26 | Inverter | 1 | ja
Viessmann Werke GmbH & Co KG | Vitocal 200-A AWCI-AC 201.A07 | 2.82 | 3.76 | 4.77 | 5.07 | 7.5 | 4.98 | Inverter | 1 | ja
MAXA - Advantix S.p.A. | i-HP 0125 LT (V.415) | 3.19 | 3.76 | 4.17 |  | 22.65 | 24.17 | Inverter | 1 | /
tecalor GmbH | TTL 4.5 IKCS | 3.07 | 3.76 | 4.68 | 4.95 | 4.18 | 2.62 | Inverter | 1 | ja
SunHybrid GmbH | AlphaTherm Zero2 - 11 | 2.99 | 3.76 | 4.91 | 5.21 | 8.67 | 7.61 | Inverter | 1 | ja
Stiebel Eltron GmbH & Co. KG | WPL 09 IKCS classic | 3.07 | 3.76 | 4.68 | 4.95 | 4.18 | 2.62 | Inverter | 1 | ja
REMKO GmbH & Co. KG | SQW 400 Duo | 3.18 | 3.76 | 4.76 | 5.06 | 54.6 | 62 | Stufen | 2 | ja
REMKO GmbH & Co. KG | SQW 400 Triple | 3.18 | 3.76 | 4.76 | 5.06 | 81.9 | 93 | Stufen | 3 | ja
REMKO GmbH & Co. KG | SQW 400 Quattro | 3.18 | 3.76 | 4.76 | 5.06 | 109.2 | 124 | Stufen | 4 | ja
NOVELAN (ait-deutschland GmbH) | L8Split | 2.68 | 3.76 | 4.65 | 4.95 | 6.6 | 5.11 | Inverter | 1 | ja
NIBE Systemtechnik GmbH | AMS 10-8 | 2.68 | 3.76 | 4.65 | 4.95 | 6.6 | 5.11 | Inverter | 1 | ja
Mitsubishi Electric Europe B.V | PUHZ-SHW 80 VHA + E H(R) S (T20) C(D)-V(Y)M 2(6/9) (E) B(C) | 3.34 | 3.76 | 4.91 | 5.21 | 8 | 8.51 | Inverter | 1 | ja
KUFI INT, s.r.o. - Division AC Heating | Convert AW6 | 2.6 | 3.76 | 4.81 | 5.11 |  | 3.38 | Inverter | 1 | /
Jäspi - Kaukora Oy | Jäspi Inverter Split 8 | 2.68 | 3.76 | 4.65 |  | 6.6 | 5.11 | Inverter | 1 | ja
Jäspi - Kaukora Oy | Jäspi Inverter M8 | 2.68 | 3.76 | 4.65 |  | 7.6 | 6.03 | Inverter | 1 | ja
Höcker-Wärmepumpen GmbH | cop-star 100 HI | 2.96 | 3.76 | 4.45 | 4.75 | 8.46 | 8.18 | Inverter | 1 | ja
DAIKIN Airconditioning Germany GmbH (Rotex Heating System) | EWYT310B-XSA2 | 3.09 | 3.76 | 4.22 |  | 213.4 | 270.9 | Inverter/Stufen | 4 | nein
DAIKIN Airconditioning Germany GmbH (Rotex Heating System) | EWYT350B-XSA2 | 3.09 | 3.76 | 4.23 |  | 245.1 | 310.3 | Inverter/Stufen | 4 | nein
alpha innotec (ait-deutschland GmbH) | L8Split | 2.68 | 3.76 | 4.65 | 4.95 | 6.6 | 5.11 | Inverter | 1 | ja
Vaillant Deutschland GmbH & Co. KG | aroTHERM Split VWL 55/5 AS 230V S2 + VWL 58/5 IS | 2.69 | 3.75 | 4.8 | 5.68 | 4.83 | 3.32 | Inverter | 1 | ja
Vaillant Deutschland GmbH & Co. KG | aroTHERM Split VWL 55/5 AS 230V S2 + VWL 57/5 IS | 2.69 | 3.75 | 4.8 | 5.68 | 4.83 | 3.32 | Inverter | 1 | ja
Vaillant Deutschland GmbH & Co. KG | aroTHERM Split VWL 75/5 AS 230V S2 + VWL 78/5 IS | 2.66 | 3.75 | 4.67 | 5.45 | 6.62 | 4.45 | Inverter | 1 | ja
Vaillant Deutschland GmbH & Co. KG | aroTHERM Split VWL 75/5 AS 230V S2 + VWL 77/5 IS | 2.66 | 3.75 | 4.67 | 5.45 | 6.62 | 4.45 | Inverter | 1 | ja
tecalor GmbH | TTL 3.5 ACS | 2.81 | 3.75 | 4.54 | 4.84 | 3.02 | 2.08 | Inverter | 1 | ja
SunHybrid GmbH | AlphaTherm Zero 11 | 2.76 | 3.75 | 4.77 | 5.07 | 11.9 | 9.14 | Inverter | 1 | ja
Stiebel Eltron GmbH & Co. KG | WPL 07 ACS classic | 2.81 | 3.75 | 4.54 | 4.84 | 3.02 | 2.08 | Inverter | 1 | ja
Remeha | MONO AWHP 11 TR | 3.14 | 3.75 | 4.54 | 4.84 | 10.4 | 7.3 | Inverter | 1 | ja
Mitsubishi Electric Europe B.V | PUHZ-W112(V)YAA | 3.14 | 3.75 | 4.54 | 4.84 | 9 | 7.3 | Inverter | 1 | ja
MAXA - Advantix S.p.A. | i-32 14M | 2.7 | 3.75 | 4.22 |  | 10.93 | 13.07 | Inverter | 1 | /
MAXA - Advantix S.p.A. | i-32 14T | 2.7 | 3.75 | 4.22 |  | 10.93 | 13.07 | Inverter | 1 | /
MAXA - Advantix S.p.A. | i-HWAK V4 14M (V.415) | 2.7 | 3.75 | 4.22 |  | 10.93 | 13.07 | Inverter | 1 | /
MAXA - Advantix S.p.A. | i-HWAK V4 14T (V.415) | 2.7 | 3.75 | 4.22 |  | 10.93 | 13.07 | Inverter | 1 | /
MAXA - Advantix S.p.A. | i-SHWAK V4 14M (V.415) | 2.7 | 3.75 | 4.22 |  | 10.93 | 13.07 | Inverter | 1 | /
MAXA - Advantix S.p.A. | i-SHWAK V4 14T (V.415) | 2.7 | 3.75 | 4.22 |  | 10.93 | 13.07 | Inverter | 1 | /
FläktGroup | FGAH2045AG2.HE | 3.17 | 3.75 | 4.15 |  | 87.05 | 105.8 | Stufen | 2 | /
FläktGroup | FGAH2040AG2.HE | 3.12 | 3.75 | 4.17 |  | 76.72 | 95.72 | Stufen | 2 | /
DAIKIN Airconditioning Germany GmbH (Rotex Heating System) | DAIKIN Altherma 3 R F 6kW H/C (H) 180l/230l BUH6/9 (G) | 2.9 | 3.75 | 4.85 | 5.15 | 5.5 | 4.8 | Inverter | 1 | ja
DAIKIN Airconditioning Germany GmbH (Rotex Heating System) | DAIKIN Altherma 3 R W 6kW H/C (H) BUH6/9 (HPSU Bi-Bloc Ultra 6kW) | 2.9 | 3.75 | 4.85 | 5.15 | 5.5 | 4.8 | Inverter | 1 | ja
DAIKIN Airconditioning Germany GmbH (Rotex Heating System) | DAIKIN Altherma 3 R ECH2O 308/508 H/C (H) (Biv) 6kW (HPSU compact Ultra 6kW) | 2.9 | 3.75 | 4.85 | 5.15 | 5.5 | 4.8 | Inverter | 1 | ja
DAIKIN Airconditioning Germany GmbH (Rotex Heating System) | HPSU Bi-Bloc (6 kW) | 2.83 | 3.75 | 4.74 | 5.18 | 5.31 | 4.56 | Inverter | 1 | ja
Wolf GmbH | BWL-1S(B)-14 | 2.84 | 3.74 | 4.8 | 5.09 | 8.7 | 8.77 | Inverter | 1 | ja
Weishaupt - Max Weishaupt GmbH | WWP LS 8-B R-E | 2.86 | 3.74 | 4.72 | 5.02 | 6.6 | 5.46 | Inverter | 1 | ja
Weishaupt - Max Weishaupt GmbH | WWP LS 8-B R-E-K | 2.86 | 3.74 | 4.72 | 5.02 | 6.6 | 5.46 | Inverter | 1 | ja
Toshiba - Beijer Ref Deutschland GmbH | ESTIA 11 kW (Serie 04 - Hi Power) [HWS-P1104HR-E1 ¦ HWS-P1104 XWH M3(T6/T9)-E1] | 2.77 | 3.74 | 5.15 | 5.45 | 11.04 | 8.39 | Inverter | 1 | /
Toshiba - Beijer Ref Deutschland GmbH | ESTIA 11 kW (Serie 05 - Hi Power) [HWS-P1105HR-E ¦ HWS-P1105 XWH M3(T6/T9)-E] | 2.77 | 3.74 | 5.15 | 5.45 | 11.04 | 8.39 | Inverter | 1 | ja
Thermia Wärmepumpen | iTec Eco 8 230-1 | 2.59 | 3.74 | 4.52 |  | 7.08 | 4.31 | Inverter | 1 | ja
Thermia Wärmepumpen | iTec Eco 8 400V | 2.59 | 3.74 | 4.52 |  | 7.08 | 4.31 | Inverter | 1 | ja
tecalor GmbH | THZ 8.5 flex | 2.61 | 3.74 | 4.74 | 4.95 | 8.34 | 5.16 | Inverter | 1 | ja
tecalor GmbH | THZ 504 | 2.61 | 3.74 | 4.74 | 4.95 | 8.34 | 5.16 | Inverter | 1 | ja
SunHybrid GmbH | AlphaTherm Zero 14 | 2.63 | 3.74 | 4.62 | 4.92 | 12.54 | 11.58 | Inverter | 1 | ja
Stiebel Eltron GmbH & Co. KG | LWZ 5 smart | 2.61 | 3.74 | 4.74 | 4.95 | 5.5 | 5.16 | Inverter | 1 | ja
Stiebel Eltron GmbH & Co. KG | LWZ 8 CS Premium | 2.61 | 3.74 | 4.74 | 4.95 | 8.34 | 5.16 | Inverter | 1 | ja
Stiebel Eltron GmbH & Co. KG | LWZ 8 S Trend | 2.61 | 3.74 | 4.74 | 4.95 | 8.34 | 5.16 | Inverter | 1 | ja
Stiebel Eltron GmbH & Co. KG | LWZ 504 | 2.61 | 3.74 | 4.74 | 4.95 | 8.34 | 5.16 | Inverter | 1 | ja
Samsung Klimatechnik | ECO Split [AE 040 JXEDEH/EU + AE 090 JNYDEH/EU] | 2.78 | 3.74 | 5.1 | 5.4 |  | 3.1 | Inverter | 1 | /
Samsung Klimatechnik | WPLW-Hub Mono-8-200 [AE 080 RXYDEG/EU + AE 200 RNWMEG/EU] | 2.59 | 3.74 | 4.52 |  | 7.08 | 4.31 | Inverter | 1 | ja
Samsung Klimatechnik | WPLW-Hub Mono-8-260 [AE 080 RXYDEG/EU + AE 260 RNWMEG/EU] | 2.59 | 3.74 | 4.52 |  | 7.08 | 4.31 | Inverter | 1 | ja
Samsung Klimatechnik | WPLW-Hub Mono-8-260-3 [AE 080 RXYDGG/EU + AE 260 RNWMGG/EU] | 2.59 | 3.74 | 4.52 |  | 7.08 | 4.31 | Inverter | 1 | ja
Samsung Klimatechnik | WPLW-Mono-8-RE [AE 080 RXYDEG/EU + MIM-E03CN] | 2.59 | 3.74 | 4.52 |  | 7.08 | 4.31 | Inverter | 1 | ja
Samsung Klimatechnik | WPLW-Mono-8-RE-3 [AE 080 RXYDGG/EU + MIM-E03CN] | 2.59 | 3.74 | 4.52 |  | 7.08 | 4.31 | Inverter | 1 | ja
Panasonic Deutschland | AQUAREA [ WH-UD03EE5 + WH-ADC0309G3E5 ] | 2.75 | 3.74 |  | 5.39 |  | 3.32 | Inverter | 1 | /
Panasonic Deutschland | AQUAREA [ WH-UD03EE5 + WH-SDC(SDF)03E3E5 ] | 2.75 | 3.74 |  | 5.39 |  | 3.32 | Inverter | 1 | ja
ORCA ENERGIJA, d.o.o. | Mitsubishi PUHZ-SHW 80 VHA + ORCA MONO (DUO 200/DUO 300/DUO 300 SOLAR) | 2.76 | 3.74 |  | 5.13 | 4.87 | 4.86 | Inverter | 1 | /
Mitsubishi Electric Europe B.V | PUHZ-SW 75 (V)YAA + EH(R)SD-**C(D) | 3.14 | 3.74 | 4.54 | 4.84 | 8.4 | 5.1 | Inverter | 1 | ja
Mitsubishi Electric Europe B.V | PUHZ-SW 75 (V)YAA + EH(R)ST**D-**C(D) | 3.14 | 3.74 | 4.54 | 4.84 | 8.4 | 5.1 | Inverter | 1 | ja
MAXA - Advantix S.p.A. | i-32 12 | 2.91 | 3.74 | 4.1 |  | 8.28 | 10.77 | Inverter | 1 | /
MAXA - Advantix S.p.A. | i-HWAK V4 12 (V.415) | 2.91 | 3.74 | 4.1 |  | 8.28 | 10.77 | Inverter | 1 | /
MAXA - Advantix S.p.A. | i-SHWAK V4 12 (V.415) | 2.91 | 3.74 | 4.1 |  | 8.28 | 10.77 | Inverter | 1 | /
FläktGroup | FGAH2030AG2.HE | 3.17 | 3.74 | 4.14 |  | 61.37 | 75.46 | Stufen | 2 | /
FläktGroup | FGAH2050AG2.HE | 3.14 | 3.74 | 4.15 |  | 98.29 | 120.1 | Stufen | 2 | /
FläktGroup | FGAH2061AG2.HE | 3.1 | 3.74 | 4.15 |  | 126.9 | 157 | Stufen | 2 | /
FläktGroup | GLAH2015CD1.HE | 2.98 | 3.74 | 4.18 |  | 33.08 | 41.94 | Stufen | 2 | /
Dimplex - Glen Dimplex Deutschland GmbH | System M Compact Plus 06IHOIAOW2 | 2.76 | 3.74 | 4.56 |  | 4.64 | 3.91 | Inverter | 1 | ja
Dimplex - Glen Dimplex Deutschland GmbH | System M Compact Plus C 06IHCIAOW2 | 2.76 | 3.74 | 4.56 |  | 4.64 | 3.91 | Inverter | 1 | ja
DAIKIN Airconditioning Germany GmbH (Rotex Heating System) | EWYT175B-XSA1 | 3.05 | 3.74 | 4.17 |  | 122.8 | 156.6 | Inverter/Stufen | 2 | nein
ratiotherm GmbH & Co. KG | WP Max-Air F12 | 2.96 | 3.73 | 4.8 |  | 8.55 | 9.47 | Inverter | 1 | ja
ORCA ENERGIJA, d.o.o. | Mitsubishi PUHZ-SHW 112 YHA + ORCA MONO (DUO 200/DUO 300/DUO 300 SOLAR) | 2.76 | 3.73 |  | 5.13 | 6.8 | 6.8 | Inverter | 1 | /
ORCA ENERGIJA, d.o.o. | Mitsubishi PUHZ-SHW 140 YHA + ORCA MONO (DUO 200/DUO 300/DUO 300 SOLAR) | 2.75 | 3.73 |  | 5.12 | 8.49 | 8.49 | Inverter | 1 | /
KUFI INT, s.r.o. - Division AC Heating | Convert AW22-3P | 2.65 | 3.73 | 4.71 | 5.01 |  | 10.22 | Inverter | 1 | /
Fujitsu General (Euro) GmbH | Waterstage High Power 11 kW [WOYG112LCTA + WSYG140DG6] | 2.68 | 3.73 | 4.34 | 4.64 |  | 4.97 | Inverter | 1 | ja
Fujitsu General (Euro) GmbH | Waterstage High Power DHWi 11 kW [WOYG112LCTA + WGYG140DG6] | 2.68 | 3.73 | 4.34 | 4.64 |  | 4.97 | Inverter | 1 | ja
Fujitsu General (Euro) GmbH | Waterstage High Power 11 kW [WOYG112LCT + WSYG140DC6] | 2.68 | 3.73 | 4.34 | 4.64 |  | 4.97 | Inverter | 1 | /
Fujitsu General (Euro) GmbH | Waterstage High Power DHWi 11 kW [WOYG112LCT + WGYG140DD6] | 2.68 | 3.73 | 4.34 | 4.64 |  | 4.97 | Inverter | 1 | /
Fujitsu General (Euro) GmbH | Waterstage High Power 11 kW [WOYG112LCTA + WSYG140DC6] | 2.68 | 3.73 | 4.34 | 4.64 |  | 4.97 | Inverter | 1 | /
Fujitsu General (Euro) GmbH | Waterstage High Power DHWi 11 kW [WOYG112LCTA + WGYG140DD6] | 2.68 | 3.73 | 4.34 | 4.64 |  | 4.97 | Inverter | 1 | /
Fujitsu General (Euro) GmbH | Waterstage High Power 11 kW [WOHG112LCTA + WSHG140DG] | 2.68 | 3.73 | 4.34 | 4.64 |  | 4.97 | Inverter | 1 | ja
Fujitsu General (Euro) GmbH | Waterstage High Power DHWi 11 kW [WOHG112LCTA + WGHG140DG] | 2.68 | 3.73 | 4.34 | 4.64 |  | 4.97 | Inverter | 1 | ja
Fujitsu General (Euro) GmbH | Waterstage High Power 11 kW [WOHG112LCT + WSHG140DC6] | 2.68 | 3.73 | 4.34 | 4.64 |  | 4.97 | Inverter | 1 | /
Fujitsu General (Euro) GmbH | Waterstage High Power DHWi 11 kW [WOHG112LCT + WGHG140DD6] | 2.68 | 3.73 | 4.34 | 4.64 |  | 4.97 | Inverter | 1 | /
Fujitsu General (Euro) GmbH | Waterstage High Power 11 kW [WOHG112LCTA + WSHG140DC6] | 2.68 | 3.73 | 4.34 | 4.64 |  | 4.97 | Inverter | 1 | /
Fujitsu General (Euro) GmbH | Waterstage High Power DHWi 11 kW [WOHG112LCTA + WGHG140DD6] | 2.68 | 3.73 | 4.34 | 4.64 |  | 4.97 | Inverter | 1 | /
Fujitsu General (Euro) GmbH | Waterstage High Power 14 kW [WOYG140LCTA + WSYG140DG6] | 2.27 | 3.73 | 4.18 | 4.48 |  | 4.97 | Inverter | 1 | ja
Fujitsu General (Euro) GmbH | Waterstage High Power DHWi 14 kW [WOYG140LCTA + WGYG140DG6] | 2.27 | 3.73 | 4.18 | 4.48 |  | 4.97 | Inverter | 1 | ja
Fujitsu General (Euro) GmbH | Waterstage High Power 14 kW [WOYG140LCT + WSYG140DC6] | 2.27 | 3.73 | 4.18 | 4.48 |  | 4.97 | Inverter | 1 | /
Fujitsu General (Euro) GmbH | Waterstage High Power DHWi 14 kW [WOYG140LCT + WGYG140DD6] | 2.27 | 3.73 | 4.18 | 4.48 |  | 4.97 | Inverter | 1 | /
Fujitsu General (Euro) GmbH | Waterstage High Power 14 kW [WOYG140LCTA + WSYG140DC6] | 2.27 | 3.73 | 4.18 | 4.48 |  | 4.97 | Inverter | 1 | /
Fujitsu General (Euro) GmbH | Waterstage High Power DHWi 14 kW [WOYG140LCTA + WGYG140DD6] | 2.27 | 3.73 | 4.18 | 4.48 |  | 4.97 | Inverter | 1 | /
Fujitsu General (Euro) GmbH | Waterstage High Power 14 kW [WOHG140LCTA + WSHG140DG] | 2.27 | 3.73 | 4.18 | 4.48 |  | 4.97 | Inverter | 1 | ja
Fujitsu General (Euro) GmbH | Waterstage High Power DHWi 14 kW [WOHG140LCTA + WGHG140DG] | 2.27 | 3.73 | 4.18 | 4.48 |  | 4.97 | Inverter | 1 | ja
Fujitsu General (Euro) GmbH | Waterstage High Power 14 kW [WOHG140LCT + WSHG140DC6] | 2.27 | 3.73 | 4.18 | 4.48 |  | 4.97 | Inverter | 1 | /
Fujitsu General (Euro) GmbH | Waterstage High Power DHWi 14 kW [WOHG140LCT + WGHG140DD6] | 2.27 | 3.73 | 4.18 | 4.48 |  | 4.97 | Inverter | 1 | /
Fujitsu General (Euro) GmbH | Waterstage High Power 14 kW [WOHG140LCTA + WSHG140DC6] | 2.27 | 3.73 | 4.18 | 4.48 |  | 4.97 | Inverter | 1 | /
Fujitsu General (Euro) GmbH | Waterstage High Power DHWi 14 kW [WOHG140LCTA + WGHG140DD6] | 2.27 | 3.73 | 4.18 | 4.48 |  | 4.97 | Inverter | 1 | /
DAIKIN Airconditioning Germany GmbH (Rotex Heating System) | EWYT235B-XSA2 | 3.02 | 3.73 | 4.18 |  | 165.8 | 212.2 | Inverter/Stufen | 4 | nein
Windhager Zentralheizung Technik GmbH | AeroWIN Klassik 4.5 (BioWIN2 Hybrid) | 2.72 | 3.72 | 4.54 | 4.84 | 4.06 | 2.59 | Inverter | 1 | ja
Weishaupt - Max Weishaupt GmbH | WWP LS 13-B R | 2.65 | 3.72 | 4.54 | 4.84 | 10.6 | 8.8 | Inverter | 1 | ja
Viessmann Werke GmbH & Co KG | Vitocal 200-S AWB(-AC) 201.C13 | 2.91 | 3.72 | 4.69 | 4.99 | 10.7 | 9 | Inverter | 1 | ja
Viessmann Werke GmbH & Co KG | Vitocal 222-S AWT-AC 221.B13 | 2.91 | 3.72 | 4.69 | 4.99 | 10.7 | 9 | Inverter | 1 | ja
Viessmann Werke GmbH & Co KG | Vitocal 242-S AWT-AC 241.B13 | 2.91 | 3.72 | 4.69 | 4.99 | 10.7 | 9 | Inverter | 1 | ja
Viessmann Werke GmbH & Co KG | Vitocal 250-S HAWB-AC 252.A13 | 2.91 | 3.72 | 4.69 | 4.99 | 10.7 | 9 | Inverter | 1 | ja
MAXA - Advantix S.p.A. | i-HP 0135 (V.415) | 2.9 | 3.72 | 4.14 |  | 24.84 | 30.51 | Inverter | 1 | /
tecalor GmbH | TTL 4.5 ACS | 2.72 | 3.72 | 4.54 | 4.84 | 4.06 | 2.59 | Inverter | 1 | ja
Stiebel Eltron GmbH & Co. KG | WPL 09 ACS classic | 2.72 | 3.72 | 4.54 | 4.84 | 4.06 | 2.59 | Inverter | 1 | ja
Samsung Klimatechnik | ECO Split [AE 060 JXEDEH/EU + AE 090 JNYDEH/EU] | 2.51 | 3.72 | 4.67 | 4.97 |  | 3.4 | Inverter | 1 | /
ORCA ENERGIJA, d.o.o. | Mitsubishi PUHZ-SW 75 VAA + ORCA MONO (DUO 200/DUO 300/DUO 300 SOLAR) | 2.43 | 3.72 | 4.55 |  | 6.3 | 5.17 | Inverter | 1 | /
ORCA ENERGIJA, d.o.o. | Mitsubishi PUHZ-SW 75 YAA + ORCA MONO (DUO 200/DUO 300/DUO 300 SOLAR) | 2.43 | 3.72 | 4.55 |  | 6.3 | 5.17 | Inverter | 1 | /
MAXA - Advantix S.p.A. | i-32 10 | 2.8 | 3.72 | 4.34 |  | 6.98 | 9.23 | Inverter | 1 | /
MAXA - Advantix S.p.A. | i-HWAK V4 10 (V.415) | 2.8 | 3.72 | 4.34 |  | 6.98 | 9.23 | Inverter | 1 | /
MAXA - Advantix S.p.A. | i-SHWAK V4 10 (V.415) | 2.8 | 3.72 | 4.34 |  | 6.98 | 9.23 | Inverter | 1 | /
MAXA - Advantix S.p.A. | i-32 16M | 2.73 | 3.72 | 4.32 |  | 11.03 | 14.32 | Inverter | 1 | /
MAXA - Advantix S.p.A. | i-32 16T | 2.73 | 3.72 | 4.32 |  | 11.03 | 14.32 | Inverter | 1 | /
MAXA - Advantix S.p.A. | i-HWAK V4 16M (V.415) | 2.73 | 3.72 | 4.32 |  | 11.03 | 14.32 | Inverter | 1 | /
MAXA - Advantix S.p.A. | i-HWAK V4 16T (V.415) | 2.73 | 3.72 | 4.32 |  | 11.03 | 14.32 | Inverter | 1 | /
MAXA - Advantix S.p.A. | i-SHWAK V4 16M (V.415) | 2.73 | 3.72 | 4.32 |  | 11.03 | 14.32 | Inverter | 1 | /
MAXA - Advantix S.p.A. | i-SHWAK V4 16T (V.415) | 2.73 | 3.72 | 4.32 |  | 11.03 | 14.32 | Inverter | 1 | /
MasterTherm Deutschland | BoxAir BA 30 I | 2.81 | 3.72 | 5.06 | 5.36 | 6 | 6.12 | Inverter | 1 | ja
Johnson Controls Hitachi Air Conditioning Europe SAS | YUTAKI S 3 [RAS-3WHVRP + RWM-3.0NE] | 2.8 | 3.72 | 4.62 |  | 4.68 | 4.13 | Inverter | 1 | ja
Johnson Controls Hitachi Air Conditioning Europe SAS | YUTAKI S COMBI (SOLAR) 3 [RAS-3WHVRP + RWD-3.0NRW(S)E-200S/-260SNE] | 2.8 | 3.72 | 4.62 |  | 4.68 | 4.13 | Inverter | 1 | ja
Johnson Controls Hitachi Air Conditioning Europe SAS | YUTAKI M 3 [RASM-3VRE] | 2.8 | 3.72 | 4.62 |  | 4.68 | 4.13 | Inverter | 1 | ja
FläktGroup | GLAH2020CD1.HE | 3.06 | 3.72 | 4.16 |  | 43.17 | 53.55 | Stufen | 2 | /
drexel und weiss deutschland gmbh | smarterm A9 | 2.93 | 3.72 | 4.27 | 4.61 | 3.11 | 3.32 | Inverter | 1 | ja
DAIKIN Airconditioning Germany GmbH (Rotex Heating System) | EWYT215B-XSA1 | 3.04 | 3.72 | 4.14 |  | 153.5 | 194.7 | Inverter/Stufen | 2 | nein
Viessmann Werke GmbH & Co KG | Vitocal 300-A AW-O | 3.03 | 3.71 |  | 4.44 | 6.7 | 9 | Digital Scroll | 1 | /
Viessmann Werke GmbH & Co KG | Vitocal 300-A AWC-I | 3.03 | 3.71 |  | 4.44 | 6.7 | 9 | Digital Scroll | 1 | /
Toshiba - Beijer Ref Deutschland GmbH | ESTIA 8 kW (Serie 04 - Hi Power) [HWS-P804HR-E1 ¦ HWS-P804 XWH M3(T6/T9)-E1] | 2.87 | 3.71 | 4.71 | 5.01 | 10.47 | 6.07 | Inverter | 1 | /
Toshiba - Beijer Ref Deutschland GmbH | ESTIA 8 kW (Serie 05 - Hi Power) [HWS-P805HR-E ¦ HWS-P805 XWH M3(T6/T9)-E] | 2.87 | 3.71 | 4.71 | 5.01 | 10.47 | 6.07 | Inverter | 1 | ja
REMKO GmbH & Co. KG | HTS 130 | 3.27 | 3.71 | 4.95 | 5.25 | 6.76 | 7.41 | Inverter | 1 | ja
Höcker-Wärmepumpen GmbH | cop-star 140 PI | 2.98 | 3.71 | 4.57 | 4.87 | 7.12 | 7.12 | Inverter | 1 | ja
Höcker-Wärmepumpen GmbH | cop-star 125 HI | 2.92 | 3.71 | 4.41 | 4.71 | 8.88 | 8.92 | Inverter | 1 | ja
FläktGroup | FGAH2056AG2.HE | 3 | 3.71 | 4.14 |  | 109.7 | 139.9 | Stufen | 2 | /
DAIKIN Airconditioning Germany GmbH (Rotex Heating System) | EWYT135B-XSA1 | 3.04 | 3.71 | 4.13 |  | 92.11 | 118.1 | Inverter/Stufen | 2 | nein
DAIKIN Airconditioning Germany GmbH (Rotex Heating System) | EWYT265B-XSA2 | 3.01 | 3.71 | 4.16 |  | 179.4 | 231 | Inverter/Stufen | 4 | nein
Brötje - August Brötje GmbH | BLW Split 8 B / Split 8-K B | 3.13 | 3.71 | 4.53 | 4.83 | 5.6 | 5.44 | Inverter | 1 | ja
Brötje - August Brötje GmbH | BLW Split 8 C | 2.99 | 3.71 | 4.53 | 4.83 |  | 5.44 | Inverter | 1 | ja
Brötje - August Brötje GmbH | BLW Split-K 8 C | 2.99 | 3.71 | 4.53 | 4.83 |  | 5.44 | Inverter | 1 | ja
Brötje - August Brötje GmbH | BLW Split-P 8 C | 2.99 | 3.71 | 4.53 | 4.83 |  | 5.44 | Inverter | 1 | ja
Weishaupt - Max Weishaupt GmbH | WWP L 25 A | 3 | 3.7 | 4.4 | 4.9 | 16.7 | 19.6 | Stufen | 2 | ja
Viessmann Werke GmbH & Co KG | Vitocal 300-A AWO 302.A25 | 3 | 3.7 | 4.4 | 4.7 | 16.73 | 19.6 | Stufen | 2 | ja
tecalor GmbH | TTL 8.5 IKCS | 2.58 | 3.7 | 4.6 | 5.04 | 7.8 | 4.95 | Inverter | 1 | ja
Stiebel Eltron GmbH & Co. KG | WPL 17 IKCS classic | 2.58 | 3.7 | 4.6 | 5.04 | 7.8 | 4.95 | Inverter | 1 | ja
Midea | MHC-V14W/D2N8 | 2.8 | 3.7 | 4.59 |  | 12.8 | 13 | Inverter | 1 | ja
Midea | MHC-V14W/D2RN8 | 2.8 | 3.7 | 4.62 |  | 12.8 | 13 | Inverter | 1 | ja
KUFI INT, s.r.o. - Division AC Heating | Convert AW9 | 2.55 | 3.7 | 4.73 | 5.03 |  | 4.88 | Inverter | 1 | /
FläktGroup | FGAH2081AG2.HE | 3.1 | 3.7 | 4.09 |  | 168.5 | 205.4 | Stufen | 2 | /
Dimplex - Glen Dimplex Deutschland GmbH | LA 25 TU | 3 | 3.7 | 4.4 | 4.7 | 16.73 | 19.6 | Stufen | 2 | ja
Dimplex - Glen Dimplex Deutschland GmbH | LA 17 TU | 2.7 | 3.7 | 4.4 | 4.7 | 10.34 | 14.6 | Stufen | 2 | ja
Vaillant Deutschland GmbH & Co. KG | aroTHERM Split VWL 125/5 AS 400V S2 + VWL 128/5 IS | 2.46 | 3.69 | 4.61 | 5.08 | 11.72 | 8.15 | Inverter | 1 | ja
Vaillant Deutschland GmbH & Co. KG | aroTHERM Split VWL 125/5 AS 400V S2 + VWL 127/5 IS | 2.46 | 3.69 | 4.61 | 5.08 | 11.72 | 8.15 | Inverter | 1 | ja
Sonnenkraft Deutschland GmbH | HP9SM + HMHP9 (-PSV1 / -PSV1DHW / -V2) | 2.78 | 3.69 |  | 4.96 |  | 5.3 | Inverter | 1 | ja
Mitsubishi Electric Europe B.V | PUHZ-SW160YKA + E*SE-**C(D) | 2.57 | 3.69 | 4.21 | 4.51 | 13.4 | 16 | Inverter | 1 | ja
LG Electronics Deutschland GmbH | THERMA V HU163.U33 | 3.2 | 3.69 | 4.26 | 4.66 | 13.5 | 11.95 | Inverter | 1 | ja
Kronoterm d.o.o. | WPLV-09-S1 NT + HM-141 S1 | 2.78 | 3.69 | 4.43 | 4.96 | 5.61 | 5.3 | Inverter | 1 | /
Kronoterm d.o.o. | WPLV-09-S1 NT + HM-142 S1 | 2.78 | 3.69 | 4.43 | 4.96 | 5.61 | 5.3 | Inverter | 1 | /
Höcker-Wärmepumpen GmbH | cop-star 125 PI | 3.14 | 3.69 | 4.59 | 4.89 | 7.71 | 8.03 | Inverter | 1 | ja
Höcker-Wärmepumpen GmbH | cop-star 140 HI | 2.91 | 3.69 | 4.47 | 4.77 | 9.86 | 10.32 | Inverter | 1 | ja
FläktGroup | GLAH2018CD1.HE | 3 | 3.69 | 4.13 |  | 36.64 | 46.13 | Stufen | 2 | /
FläktGroup | GLAH2025CD1.HE | 2.98 | 3.69 | 4.1 |  | 50.69 | 63.35 | Stufen | 2 | /
Thermia Wärmepumpen | iTec Eco 5 230-1 | 2.93 | 3.68 | 4.85 |  | 4.87 | 2.96 | Inverter | 1 | ja
Samsung Klimatechnik | WPLW-Hub Mono-5-200 [AE 050 RXYDEG/EU + AE 200 RNWMEG/EU] | 2.93 | 3.68 | 4.85 |  | 4.87 | 2.96 | Inverter | 1 | ja
Samsung Klimatechnik | WPLW-Mono-5-RE [AE 050 RXYDEG/EU + MIM-E03CN] | 2.93 | 3.68 | 4.85 |  | 4.87 | 2.96 | Inverter | 1 | ja
Samsung Klimatechnik | WPLW-Hub Split-9-200 [AE 090 RXEDEG/EU + AE 200 RNWSEG/EU] | 2.61 | 3.68 | 4.81 |  | 7.5 | 4.6 | Inverter | 1 | ja
Samsung Klimatechnik | WPLW-Hub Split-9-260 [AE 090 RXEDEG/EU + AE 260 RNWSEG/EU] | 2.61 | 3.68 | 4.81 |  | 7.5 | 4.6 | Inverter | 1 | ja
Samsung Klimatechnik | WPLW-Hub Split-9-260-3 [AE 090 RXEDGG/EU + AE 260 RNWSGG/EU] | 2.61 | 3.68 | 4.81 |  | 7.5 | 4.6 | Inverter | 1 | ja
Samsung Klimatechnik | WPLW-Split-9-WT [AE 090 RXEDEG/EU + AE 090 RNYDEG/EU] | 2.61 | 3.68 | 4.81 |  | 7.5 | 4.6 | Inverter | 1 | ja
Samsung Klimatechnik | WPLW-Split-9-WT-3 [AE 090 RXEDGG/EU + AE 090 RNYDGG/EU] | 2.61 | 3.68 | 4.81 |  | 7.5 | 4.6 | Inverter | 1 | ja
Mitsubishi Electric Europe B.V | SUZ-SWM80VA + E*ST17D-**D | 3.27 | 3.68 | 4.97 | 5.27 | 6.54 | 5.04 | Inverter | 1 | ja
Mitsubishi Electric Europe B.V | SUZ-SWM80VA + E*ST20D-**D | 3.27 | 3.68 | 4.97 | 5.27 | 6.54 | 5.04 | Inverter | 1 | ja
Mitsubishi Electric Europe B.V | SUZ-SWM80VA + E*ST30D-**D | 3.27 | 3.68 | 4.97 | 5.27 | 6.54 | 5.04 | Inverter | 1 | ja
Mitsubishi Electric Europe B.V | SUZ-SWM80VA + E*SD-**D | 3.27 | 3.68 | 4.97 | 5.27 | 6.54 | 5.04 | Inverter | 1 | ja
Mitsubishi Electric Europe B.V | Ecodan EH-S20-HRP 80V | 2.73 | 3.68 | 4.6 | 4.9 | 7.1 | 8.2 | Inverter | 1 | ja
Mitsubishi Electric Europe B.V | PUHZ-HRP 71 VHA2 + Ecodan Speicher EHST 20BYS9-H | 2.73 | 3.68 | 4.6 | 4.9 | 7.1 | 8.2 | Inverter | 1 | ja
Midea | MHC-V16W/D2N8 | 2.68 | 3.68 | 4.45 |  | 13.5 | 15 | Inverter | 1 | ja
Midea | MHC-V16W/D2RN8 | 2.68 | 3.68 | 4.49 |  | 13.5 | 15 | Inverter | 1 | ja
FläktGroup | FGAH2035AG1 | 3.21 | 3.68 | 4.04 |  | 69.25 | 81.35 | Stufen | 2 | /
FläktGroup | FGAH2071AG2.HE | 3.02 | 3.68 | 4.09 |  | 146.7 | 183.1 | Stufen | 2 | /
Wolf GmbH | BWL-1S(B)-05 | 2.87 | 3.67 | 4.93 | 5.23 | 5.1 | 3.4 | Inverter | 1 | ja
Weishaupt - Max Weishaupt GmbH | WWP L 25 A-2 | 2.95 | 3.67 | 4.3 | 4.65 | 16.3 | 19.54 | Stufen | 2 | ja
Viessmann Werke GmbH & Co KG | Vitocal 300-A AWO 302.B25 | 2.95 | 3.67 | 4.35 | 4.65 | 16.25 | 19.54 | Stufen | 2 | ja
Viessmann Werke GmbH & Co KG | Vitocal 200-S AWB-M(-E/-AC) 201.D06 | 2.88 | 3.67 | 4.6 | 4.9 | 5.53 | 3.1 | Inverter | 1 | ja
Viessmann Werke GmbH & Co KG | Vitocal 222-S AWBT-M(-E/-AC) 221.C06 | 2.82 | 3.67 | 4.6 | 4.9 | 5.53 | 3.05 | Inverter | 1 | ja
Junkers Bosch Thermotechnik GmbH | Compress CS 7000i AW 9 IR | 2.66 | 3.67 | 4.62 | 4.92 | 7.75 | 4.43 | Inverter | 1 | ja
Hoval Aktiengesellschaft | Belaria compact SRM (8) | 2.77 | 3.67 | 4.61 | 4.91 |  | 5.8 | Inverter | 1 | /
Hoval Aktiengesellschaft | Belaria SRM (8) | 2.77 | 3.67 | 4.61 | 4.91 |  | 5.8 | Inverter | 1 | /
FläktGroup | GLAH2026CD1.HE | 3.08 | 3.67 | 4.06 |  | 54.76 | 67.58 | Stufen | 2 | /
Dimplex - Glen Dimplex Deutschland GmbH | LA 25 TU-2 | 2.95 | 3.67 | 4.35 | 4.65 | 16.25 | 19.54 | Stufen | 2 | ja
Buderus Bosch Thermotechnik GmbH | Logatherm WLW196i-8 IR (E / B / T / TP / TS) | 2.66 | 3.67 | 4.62 | 4.92 | 7.75 | 4.43 | Inverter | 1 | ja
Bosch Thermotechnik GmbH | Compress CS 7000i AW 9 IR | 2.66 | 3.67 | 4.62 | 4.92 | 7.75 | 4.43 | Inverter | 1 | ja
Weishaupt - Max Weishaupt GmbH | WWP L 60 AD | 2.94 | 3.66 | 4.1 | 4.42 | 39.2 | 50.32 | Stufen | 2 | ja
Viessmann Werke GmbH & Co KG | Vitocal 300-A AWO 302.A60 | 2.94 | 3.66 | 4.12 | 4.42 | 39.8 | 50.32 | Stufen | 2 | ja
Viessmann Werke GmbH & Co KG | Vitocal 200-S AWB(-AC/-E) 201.C16 | 2.61 | 3.66 | 4.11 | 4.47 | 13.3 | 11.28 | Inverter | 1 | ja
Viessmann Werke GmbH & Co KG | Vitocal 222-S AWT-AC 221.C16 | 2.61 | 3.66 | 4.11 | 4.47 | 13.3 | 11.28 | Inverter | 1 | ja
Viessmann Werke GmbH & Co KG | Vitocal 242-S AWT-AC 241.C16 | 2.61 | 3.66 | 4.11 | 4.47 | 13.3 | 11.28 | Inverter | 1 | ja
Viessmann Werke GmbH & Co KG | Vitocal 250-S HAWB-AC 252.A16 | 2.61 | 3.66 | 4.11 | 4.47 | 13.3 | 11.28 | Inverter | 1 | ja
Panasonic Deutschland | AQUAREA [ WH-UD12HE8 + WH-SDC12H9E8 ] | 2.82 | 3.66 | 4.44 | 4.74 | 10.18 | 4.71 | Inverter | 1 | ja
ORCA ENERGIJA, d.o.o. | Mitsubishi PUHZ-SW 40 VHA + ORCA MONO (DUO 200/DUO 300/DUO 300 SOLAR) | 2.73 | 3.66 |  | 5.32 | 1.6 | 2.11 | Inverter | 1 | /
Midea | MHC-V12W/D2N8 | 2.84 | 3.66 | 4.8 |  | 12 | 12.2 | Inverter | 1 | ja
Midea | MHC-V12W/D2RN8 | 2.84 | 3.66 | 4.84 |  | 12 | 12.2 | Inverter | 1 | ja
Johnson Controls | YORK AMICHI - S (YVAG016) | 2.96 | 3.66 | 3.93 |  | 11.1 | 14.9 | Inverter | 1 | /
Dimplex - Glen Dimplex Deutschland GmbH | LA 60 TU | 2.94 | 3.66 | 4.12 | 4.42 | 39.8 | 50.32 | Stufen | 2 | ja
DAIKIN Airconditioning Germany GmbH (Rotex Heating System) | EWYQ016CAWP | 2.43 | 3.66 | 5.32 |  | 14.6 | 16.6 | Inverter/Stufen | 1 | nein
Brötje - August Brötje GmbH | BLW Split 11 C | 2.98 | 3.66 | 4.12 | 4.42 |  | 6.85 | Inverter | 1 | ja
Brötje - August Brötje GmbH | BLW Split-K 11 C | 2.98 | 3.66 | 4.12 | 4.42 |  | 6.85 | Inverter | 1 | ja
Brötje - August Brötje GmbH | BLW Split-P 11 C | 2.98 | 3.66 | 4.12 | 4.42 |  | 6.85 | Inverter | 1 | ja
Weishaupt - Max Weishaupt GmbH | WWP L 40 A | 3 | 3.65 | 4.4 | 4.6 | 23.8 | 28.08 | Stufen | 2 | ja
ORCA ENERGIJA, d.o.o. | Mitsubishi PUHZ-SW 50 VHA + ORCA MONO (DUO 200/DUO 300/DUO 300 SOLAR) | 2.73 | 3.65 |  | 5.31 | 2.33 | 3.08 | Inverter | 1 | /
Viessmann Werke GmbH & Co KG | Vitocal 300-A AWO 302.A40 | 3 | 3.65 | 4.3 | 4.6 | 23.3 | 28.08 | Stufen | 2 | ja
Dimplex - Glen Dimplex Deutschland GmbH | LA 40 TU | 3 | 3.65 | 4.3 | 4.6 | 23.3 | 28.08 | Stufen | 2 | ja
Johnson Controls Hitachi Air Conditioning Europe SAS | YUTAKI S 2,5 [RAS-2.5WHVNP + RWM-2.5NE] | 2.6 | 3.65 | 4.8 | 5.1 | 5.3 | 4.5 | Inverter | 1 | ja
Johnson Controls Hitachi Air Conditioning Europe SAS | YUTAKI S COMBI (SOLAR) 2,5 [RAS-2.5WHVNP + RWD-2.5NW(S)E-200S/-260SNE] | 2.6 | 3.65 | 4.8 | 5.1 | 5.3 | 4.5 | Inverter | 1 | ja
Hoval Aktiengesellschaft | Belaria compact SRM (11) | 2.92 | 3.65 | 4.61 | 4.91 |  | 8.56 | Inverter | 1 | /
Hoval Aktiengesellschaft | Belaria SRM (11) | 2.92 | 3.65 | 4.61 | 4.91 |  | 8.56 | Inverter | 1 | /
FläktGroup | GLAH2040CD2.HE | 3.03 | 3.65 | 4.05 |  | 79.91 | 99.71 | Stufen | 2 | /
DAIKIN Airconditioning Germany GmbH (Rotex Heating System) | DAIKIN Altherma 3 R F 8kW H/C (H) 180l/230l BUH6/9 (G) | 2.7 | 3.65 | 4.6 | 4.9 | 6 | 5.3 | Inverter | 1 | ja
DAIKIN Airconditioning Germany GmbH (Rotex Heating System) | DAIKIN Altherma 3 R W 8kW H/C (H) BUH6/9 (HPSU Bi-Bloc Ultra 8kW) | 2.7 | 3.65 | 4.6 | 4.9 | 6 | 5.3 | Inverter | 1 | ja
DAIKIN Airconditioning Germany GmbH (Rotex Heating System) | DAIKIN Altherma 3 R ECH2O 308/508 H/C (H) (Biv) 8kW (HPSU compact Ultra 8kW) | 2.7 | 3.65 | 4.6 | 4.9 | 6 | 5.3 | Inverter | 1 | ja
REMKO GmbH & Co. KG | WKF 120 | 2.89 | 3.64 | 4.4 | 4.74 | 6.14 | 6.95 | Inverter | 1 | ja
REMKO GmbH & Co. KG | WKF 120 Duo | 2.89 | 3.64 | 4.44 | 4.74 | 12.28 | 13.9 | Inverter / Stufen | 2 | ja
OCHSNER Wärmepumpen GmbH | OCHSNER AIR 211 C (T200) BASIC [ELW 8] | 2.6 | 3.64 | 4.44 | 4.74 | 6.75 | 5.52 | Inverter | 1 | ja
Weishaupt - Max Weishaupt GmbH | WWP L 40 A-2 | 2.9 | 3.64 | 4.1 | 4.44 | 22.6 | 27.69 | Stufen | 2 | ja
Viessmann Werke GmbH & Co KG | Vitocal 300-A AWO 302.B40 | 2.9 | 3.64 | 4.14 | 4.44 | 23.15 | 27.69 | Stufen | 2 | ja
Dimplex - Glen Dimplex Deutschland GmbH | LA 40 TU-2 | 2.9 | 3.64 | 4.14 | 4.44 | 23.15 | 27.69 | Stufen | 2 | ja
Mitsubishi Electric Europe B.V | PUHZ-SW 50 VKA + E*SD-**C | 2.85 | 3.64 | 4.51 | 4.81 | 5.5 | 5 | Inverter | 1 | ja
Mitsubishi Electric Europe B.V | PUHZ-SW 50 VKA + E*ST20D-**C | 2.85 | 3.64 | 4.51 | 4.81 | 5.5 | 5 | Inverter | 1 | ja
Junkers Bosch Thermotechnik GmbH | Compress CS 7000i AW 13 IR | 2.74 | 3.64 | 5 | 5.3 | 10.73 | 7 | Inverter | 1 | ja
Junkers Bosch Thermotechnik GmbH | Compress CS 7000i AW 13 OR | 2.74 | 3.64 | 5 | 5.3 | 10.73 | 7 | Inverter | 1 | ja
IDM Energiesysteme GmbH | TERRA ML 11-18 (Complete) (HGL) | 3.02 | 3.64 | 4.5 | 4.8 | 9.9 | 11.48 | Inverter | 1 | ja
Hoval Aktiengesellschaft | Belaria dual AR (60) | 3.1 | 3.64 | 5.04 | 4.75 |  | 50.33 | Stufen | 2 | ja
Herz Energietechnik GmbH | commotherm LWi-Split 16 | 2.67 | 3.64 | 4.26 | 4.56 | 13.8 | 7.6 | Inverter | 1 | ja
FläktGroup | GLAH2030CD2.HE | 3.07 | 3.64 | 4.02 |  | 63.92 | 78.6 | Stufen | 2 | /
FläktGroup | GLAH2045CD2.HE | 3.06 | 3.64 | 4.02 |  | 90.68 | 110.2 | Stufen | 2 | /
FläktGroup | GLAH2035CD2.HE | 3.05 | 3.64 | 4.04 |  | 71.92 | 89.18 | Stufen | 2 | /
FläktGroup | GLAH2050CD2.HE | 3.05 | 3.64 | 4.03 |  | 102.4 | 125.1 | Stufen | 2 | /
FläktGroup | GLAH4080CD2.HE | 2.98 | 3.64 | 4.07 |  | 173.6 | 215.2 | Stufen | 4 | /
DAIKIN Airconditioning Germany GmbH (Rotex Heating System) | HPSU compact 308 (508) H/C (Biv) 6 kW [2013] | 2.73 | 3.64 | 4.65 | 4.95 | 5.29 | 4.6 | Inverter | 1 | ja
Buderus Bosch Thermotechnik GmbH | Logatherm WLW196i-11 AR (E / B / T / TP / TS) | 2.74 | 3.64 | 5 | 5.3 | 10.73 | 7 | Inverter | 1 | ja
Buderus Bosch Thermotechnik GmbH | Logatherm WLW196i-11 IR (E / B / T / TP / TS) | 2.74 | 3.64 | 5 | 5.3 | 10.73 | 7 | Inverter | 1 | ja
Bosch Thermotechnik GmbH | Compress CS 7000i AW 13 IR | 2.74 | 3.64 | 5 | 5.3 | 10.73 | 7 | Inverter | 1 | ja
Bosch Thermotechnik GmbH | Compress CS 7000i AW 13 OR | 2.74 | 3.64 | 5 | 5.3 | 10.73 | 7 | Inverter | 1 | ja
Thermia Wärmepumpen | iTec Eco 16 400V | 2.61 | 3.63 | 4.42 |  | 14.15 | 8.62 | Inverter | 1 | ja
Samsung Klimatechnik | ECO Split [AE 090 JXEDGH/EU + AE 090 JNYDGH/EU] | 2.67 | 3.63 | 4.46 | 4.76 |  | 4.58 | Inverter | 1 | /
Samsung Klimatechnik | ECO Split [AE 090 JXEDEH/EU + AE 090 JNYDEH/EU] | 2.67 | 3.63 | 4.48 | 4.78 |  | 4.6 | Inverter | 1 | /
Samsung Klimatechnik | WPLW-Hub Mono-16-200 [AE 160 RXYDEG/EU + AE 200 RNWMEG/EU] | 2.61 | 3.63 | 4.42 |  | 14.15 | 8.62 | Inverter | 1 | ja
Samsung Klimatechnik | WPLW-Hub Mono-16-260 [AE 160 RXYDEG/EU + AE 260 RNWMEG/EU] | 2.61 | 3.63 | 4.42 |  | 14.15 | 8.62 | Inverter | 1 | ja
Samsung Klimatechnik | WPLW-Hub Mono-16-260-3 [AE 160 RXYDGG/EU + AE 260 RNWMGG/EU] | 2.61 | 3.63 | 4.42 |  | 14.15 | 8.62 | Inverter | 1 | ja
Samsung Klimatechnik | WPLW-Mono-16-RE [AE 160 RXYDEG/EU + MIM-E03CN] | 2.61 | 3.63 | 4.42 |  | 14.15 | 8.62 | Inverter | 1 | ja
Samsung Klimatechnik | WPLW-Mono-16-RE-3 [AE 160 RXYDGG/EU + MIM-E03CN] | 2.61 | 3.63 | 4.42 |  | 14.15 | 8.62 | Inverter | 1 | ja
ORCA ENERGIJA, d.o.o. | Mitsubishi PUHZ-SW 75 VHA + ORCA MONO (DUO 200/DUO 300/DUO 300 SOLAR) | 2.71 | 3.63 |  | 5.27 | 3.09 | 4.07 | Inverter | 1 | /
Mitsubishi Electric Europe B.V | PUHZ-SW 40 VHA + E H(R) S (T20) C(D)-V(Y)M 2(6/9) (E) B(C) | 2.93 | 3.63 | 4.83 | 5.13 | 3.8 | 4.03 | Inverter | 1 | ja
Herz Energietechnik GmbH | commotherm LWi-Split 9 | 2.67 | 3.63 | 4.46 | 4.76 | 7.6 | 4.58 | Inverter | 1 | ja
FläktGroup | GLAH2061CD2.HE | 3.01 | 3.63 | 4.03 |  | 132.2 | 163.6 | Stufen | 2 | /
ORCA ENERGIJA, d.o.o. | Mitsubishi PUHZ-SW 100 VAA + ORCA MONO (DUO 200/DUO 300/DUO 300 SOLAR) | 2.75 | 3.62 | 4.45 |  | 8.9 | 8 | Inverter | 1 | /
ORCA ENERGIJA, d.o.o. | Mitsubishi PUHZ-SW 100 YAA + ORCA MONO (DUO 200/DUO 300/DUO 300 SOLAR) | 2.75 | 3.62 | 4.45 |  | 8.9 | 8 | Inverter | 1 | /
ORCA ENERGIJA, d.o.o. | Mitsubishi PUHZ-SW 100 V(Y)HA + ORCA MONO (DUO 200/DUO 300/DUO 300 SOLAR) | 2.7 | 3.62 |  | 5.26 | 4.31 | 5.69 | Inverter | 1 | /
MAXA - Advantix S.p.A. | i-32 08 | 2.81 | 3.62 | 4.24 |  | 6.19 | 7.31 | Inverter | 1 | /
MAXA - Advantix S.p.A. | i-HWAK V4 08 (V.415) | 2.81 | 3.62 | 4.24 |  | 6.19 | 7.31 | Inverter | 1 | /
MAXA - Advantix S.p.A. | i-SHWAK V4 08 (V.415) | 2.81 | 3.62 | 4.24 |  | 6.19 | 7.31 | Inverter | 1 | /
Höcker-Wärmepumpen GmbH | cop-star 100 PI | 2.96 | 3.62 | 4.55 | 4.85 | 7.11 | 7.86 | Inverter | 1 | ja
Buderus Bosch Thermotechnik GmbH | Hybrid-Set WLW196i-6 A H Floor | 2.62 | 3.62 | 4.18 | 4.48 | 5.82 | 3.67 | Inverter | 1 | ja
Bosch Thermotechnik GmbH | Compress Hybrid 7000i AW / GCH7000iF AW O | 2.62 | 3.62 | 4.18 | 4.48 | 5.82 | 3.67 | Inverter | 1 | ja
Schüco International KG | PUHZ-HRP 71 VHA2 + STE 611 RH 7 HE | 2.73 | 3.61 | 4.66 | 4.96 | 8.06 |  | Inverter | 1 | /
Schüco International KG | HTE 8 HP | 2.73 | 3.61 | 4.66 | 4.96 |  | 8.06 | Inverter | 1 | /
Schüco International KG | HTE 15/8 HG | 2.73 | 3.61 | 4.66 | 4.96 |  | 8.06 | Inverter | 1 | /
Samsung Klimatechnik | ECO Split [AE 140 JXEDEH/EU + AE 160 JNYDEH/EU] | 2.66 | 3.61 | 4.44 | 4.74 |  | 8.75 | Inverter | 1 | /
Pollmann-Technik GmbH & Co. KG | AIRFLEX TOP 11 | 2.48 | 3.61 | 4.73 |  | 7.63 | 5.65 | Inverter | 1 | ja
ORCA ENERGIJA, d.o.o. | Mitsubishi PUHZ-SW 120 YHA + ORCA MONO (DUO 200/DUO 300/DUO 300 SOLAR) | 2.7 | 3.61 |  | 5.26 | 6.16 | 8.12 | Inverter | 1 | /
Johnson Controls Hitachi Air Conditioning Europe SAS | YUTAKI S 4 [RAS-4WH(V)NP + RWM-4.0NE] | 2.74 | 3.61 | 5 | 5.3 | 9.7 | 9.5 | Inverter | 1 | ja
Johnson Controls Hitachi Air Conditioning Europe SAS | YUTAKI S COMBI (SOLAR) 4 [RAS-4WH(V)NP + RWD-4.0NW(S)E-200S/-260SNE] | 2.74 | 3.61 | 5 | 5.3 | 9.7 | 9.5 | Inverter | 1 | ja
Johnson Controls Hitachi Air Conditioning Europe SAS | YUTAKI S80 4 [RAS-4WH(V)NP + RWH-4.0(V)NFE] | 2.74 | 3.61 | 5 | 5.3 | 9.7 | 9.5 | Inverter | 1 | ja
Johnson Controls Hitachi Air Conditioning Europe SAS | YUTAKI S COMBI 80 4 [RAS-4WH(V)NP + RWH-4.0(V)NFWE-200/260S] | 2.74 | 3.61 | 5 | 5.3 | 9.7 | 9.5 | Inverter | 1 | ja
Johnson Controls Hitachi Air Conditioning Europe SAS | YUTAKI M 4 [RASM-4(V)NE] | 2.74 | 3.61 | 5 | 5.3 | 9.7 | 9.5 | Inverter | 1 | ja
HOTJET CZ s.r.o. | 10 ZETX | 2.48 | 3.61 | 4.73 |  | 7.63 | 5.65 | Inverter | 1 | ja
Herz Energietechnik GmbH | commotherm LWi-Split 12 | 2.71 | 3.61 | 4.63 | 4.93 | 11.3 | 8.6 | Inverter | 1 | ja
Gorenje, d.d. | Aerogor ECO COMPACT Inverter 13A | 2.89 | 3.61 | 4.66 | 4.96 |  | 5.15 | Inverter | 1 | /
Gorenje, d.d. | Aerogor ECO Inverter 13A | 2.89 | 3.61 | 4.66 | 4.96 |  | 5.15 | Inverter | 1 | /
Gorenje, d.d. | Aerogor ECO Inverter 13AS | 2.89 | 3.61 | 4.66 | 4.96 |  | 5.15 | Inverter | 1 | /
FläktGroup | GLAH4070CD2.HE | 3 | 3.61 | 4.04 |  | 148 | 180 | Stufen | 2 | /
FläktGroup | GLAH4090CD2.HE | 2.99 | 3.61 | 4.02 |  | 196.6 | 240.9 | Stufen | 4 | /
FläktGroup | GLAH2056CD2.HE | 2.92 | 3.61 | 4.02 |  | 114.3 | 145.8 | Stufen | 2 | /
Dimplex - Glen Dimplex Deutschland GmbH | LAW (LAK) 14 ITR - Splydro | 2.88 | 3.61 | 4.14 | 4.45 | 13.85 | 10.51 | Inverter | 1 | ja
Dimplex - Glen Dimplex Deutschland GmbH | LAW (LAK) 9 IMR - Splydro | 2.76 | 3.61 | 4.81 | 5.11 | 6.71 | 5.34 | Inverter | 1 | ja
DAIKIN Airconditioning Germany GmbH (Rotex Heating System) | EWYT115B-XSA1 | 2.93 | 3.61 | 4.05 |  | 77.17 | 98.3 | Inverter/Stufen | 2 | nein
Brötje - August Brötje GmbH | BLW Split-P 6 C | 2.75 | 3.61 | 4.16 | 4.46 |  | 2.17 | Inverter | 1 | ja
WATERKOTTE GmbH | Basic Line Ai1 Air 5004.5 (1x 230V) | 2.8 | 3.6 | 4.7 | 4.8 | 3.7 | 3.5 | Inverter | 1 | ja
WATERKOTTE GmbH | Basic Line Split 5004.5 (1x 230V) | 2.8 | 3.6 | 4.7 | 4.8 | 3.7 | 3.5 | Inverter | 1 | ja
WATERKOTTE GmbH | EcoTouch Ai1 Air 5004.5 (1x 230V) | 2.8 | 3.6 | 4.7 | 4.8 | 3.7 | 3.5 | Inverter | 1 | ja
WATERKOTTE GmbH | Basic Line BM 7010 | 2.55 | 3.6 | 4.4 | 4.74 | 7.1 | 6.93 | Inverter | 1 | ja
Viessmann Werke GmbH & Co KG | Vitocal 300-A AWO-AC 301.B07 | 3.33 | 3.6 | 5 | 5.2 | 6.95 | 7.42 | Inverter | 1 | ja
Vaillant Deutschland GmbH & Co. KG | aroTHERM VWL 115/2 A 400V | 2.51 | 3.6 | 4.25 | 5.11 | 7.85 | 4.98 | Inverter | 1 | ja
Samsung Klimatechnik | ECO Split [AE 140 JXEDGH/EU + AE 160 JNYDGH/EU] | 2.59 | 3.6 | 4.57 | 4.87 |  | 8.74 | Inverter | 1 | /
Roth Werke GmbH | AuraModul Ex 17 kW E | 2.8 | 3.6 | 3.9 | 4 | 14.2 | 17.2 | Stufen | 2 | /
Pollmann-Technik GmbH & Co. KG | AIRFLEX TOP 15 | 2.55 | 3.6 | 4.9 |  | 11.6 | 8.6 | Inverter | 1 | ja
NOVELAN (ait-deutschland GmbH) | LAD 95 A-HID 2 | 3.12 | 3.6 | 4.44 | 4.5 | 12.13 | 14.6 | Stufen | 2 | ja
NOVELAN (ait-deutschland GmbH) | LAD 97 A-HID 2 | 3.12 | 3.6 | 4.21 | 4.5 | 13.8 | 16.7 | Stufen | 2 | ja
NOVELAN (ait-deutschland GmbH) | LAD 99 A-HID 2 | 3.12 | 3.6 | 4.12 | 4.5 | 15 | 18 | Stufen | 2 | ja
NOVELAN (ait-deutschland GmbH) | LA 18 ¦ LA 18-WPR-Net | 2.8 | 3.6 | 3.9 | 4 | 14.2 | 17.2 | Stufen | 2 | ja
NOVELAN (ait-deutschland GmbH) | LA 25.1 ¦ LA 25.1-WPR-Net | 2.8 | 3.6 | 3.93 | 4 | 19.35 | 24 | Stufen | 2 | ja
NOVELAN (ait-deutschland GmbH) | LI 18 ¦ LI 18 L | 2.8 | 3.6 | 3.9 | 4 | 14.2 | 17.2 | Stufen | 2 | ja
NOVELAN (ait-deutschland GmbH) | LI 25.1 ¦ LI 25.1 L | 2.8 | 3.6 | 3.93 | 4 | 19.35 | 24 | Stufen | 2 | ja
MAXA - Advantix S.p.A. | i-HP 0270 (V.415) | 2.81 | 3.6 | 4.05 |  | 49.42 | 59.61 | Inverter | 1 | /
Junkers Bosch Thermotechnik GmbH | Supraeco A SAS 11-2 AS (E / B / M / MS) | 2.7 | 3.6 | 4.7 | 4.7 | 10.02 | 7.5 | Inverter | 1 | ja
HOTJET CZ s.r.o. | 15 ZETX | 2.55 | 3.6 | 4.9 |  | 11.6 | 8.6 | Inverter | 1 | ja
Herz Energietechnik GmbH | commotherm LWi-Split 14 | 2.59 | 3.6 | 4.44 | 4.87 | 12.5 | 8.74 | Inverter | 1 | ja
Fujitsu General (Euro) GmbH | Waterstage High Power 11 kW [WOYK112LCTA + WSYK160DG9] | 2.52 | 3.6 | 4.66 | 4.96 |  | 7.32 | Inverter | 1 | ja
Fujitsu General (Euro) GmbH | Waterstage High Power DHWi 11 kW [WOYK112LCTA + WGYK160DG9] | 2.52 | 3.6 | 4.66 | 4.96 |  | 7.32 | Inverter | 1 | ja
Fujitsu General (Euro) GmbH | Waterstage High Power 11 kW [WOYK112LCTA + WSYK160DC9] | 2.52 | 3.6 | 4.66 | 4.96 |  | 7.32 | Inverter | 1 | /
Fujitsu General (Euro) GmbH | Waterstage High Power DHWi 11 kW [WOYK112LCTA + WGYK160DD9] | 2.52 | 3.6 | 4.66 | 4.96 |  | 7.32 | Inverter | 1 | /
Fujitsu General (Euro) GmbH | Waterstage High Power 11 kW [WOYK112LCT + WSYK160DC9(WGYK160DD9)] | 2.52 | 3.6 | 4.66 | 4.96 |  | 7.32 | Inverter | 1 | /
Fujitsu General (Euro) GmbH | Waterstage High Power 11 kW [WOHK112LCTA + WSHG140DG] | 2.52 | 3.6 | 4.66 | 4.96 |  | 7.32 | Inverter | 1 | ja
Fujitsu General (Euro) GmbH | Waterstage High Power DHWi 11 kW [WOHK112LCTA + WGHG140DG] | 2.52 | 3.6 | 4.66 | 4.96 |  | 7.32 | Inverter | 1 | ja
Fujitsu General (Euro) GmbH | Waterstage High Power 11 kW [WOHK112LCTA + WSHK160DC9] | 2.52 | 3.6 | 4.66 | 4.96 |  | 7.32 | Inverter | 1 | /
Fujitsu General (Euro) GmbH | Waterstage High Power DHWi 11 kW [WOHK112LCTA + WGHK160DD9] | 2.52 | 3.6 | 4.66 | 4.96 |  | 7.32 | Inverter | 1 | /
Fujitsu General (Euro) GmbH | Waterstage High Power 11 kW [WOHK112LCT + WSHK160DC9(WGHK160DD9)] | 2.52 | 3.6 | 4.66 | 4.96 |  | 7.32 | Inverter | 1 | /
FläktGroup | GLAH2081CD2.HE | 3.02 | 3.6 | 3.98 |  | 175.5 | 213.9 | Stufen | 4 | /
FläktGroup | FGAH2020AG1 | 3.01 | 3.6 | 4 |  | 39.67 | 47.91 | Stufen | 2 | /
DAIKIN Airconditioning Germany GmbH (Rotex Heating System) | DAIKIN Altherma R F 260l H/C 11kW (LuviType Style 1100 H/X) | 2.75 | 3.6 | 4.6 | 4.9 | 8.6 | 8.56 | Inverter | 1 | ja
DAIKIN Airconditioning Germany GmbH (Rotex Heating System) | Daikin Altherma R W 11kW H/C (H) (HPSU Bi-Bloc 11kW) (LuviType 1100) | 2.75 | 3.6 | 4.6 | 4.9 | 8.6 | 8.56 | Inverter | 1 | ja
DAIKIN Airconditioning Germany GmbH (Rotex Heating System) | HPSU monobloc compact 11 kW | 2.75 | 3.6 | 4.6 | 4.85 | 8.6 | 8.56 | Inverter | 1 | ja
CTA AG | Aeroheat AH CS 1-18 a / i | 2.8 | 3.6 | 3.9 | 4 | 14.1 | 17.2 | Stufen | 2 | ja
CTA AG | Aeroheat AH CS 1-25 a / i | 2.8 | 3.6 | 3.9 | 4 | 19.4 | 24 | Stufen | 2 | ja
Buderus Bosch Thermotechnik GmbH | Logatherm WPL 18 A / I | 2.8 | 3.6 |  | 4 |  | 17.2 | Stufen | 2 | /
Buderus Bosch Thermotechnik GmbH | Logatherm WPL 25 A / I | 2.8 | 3.6 |  | 4 |  | 24 | Stufen | 2 | /
Buderus Bosch Thermotechnik GmbH | Logatherm WPLS 11.2 R (E / B / T / TS) | 2.7 | 3.6 | 4.4 | 4.7 | 10 | 7.5 | Inverter | 1 | ja
Austria Email GmbH | LWP 11 Eco HT | 2.52 | 3.6 | 4.66 | 4.96 |  | 7.32 | Inverter | 1 | ja
Austria Email GmbH | LWPK 11 Eco HT | 2.52 | 3.6 | 4.66 | 4.96 |  | 7.32 | Inverter | 1 | ja
alpha innotec (ait-deutschland GmbH) | LWD 9050 A-HMD 2 | 3.12 | 3.6 | 4.44 | 4.5 | 12.13 | 14.6 | Stufen | 2 | ja
alpha innotec (ait-deutschland GmbH) | LWD 9070 A-HMD 2 | 3.12 | 3.6 | 4.21 | 4.5 | 13.8 | 16.7 | Stufen | 2 | ja
alpha innotec (ait-deutschland GmbH) | LWD 9090 A-HMD 2 | 3.12 | 3.6 | 4.12 | 4.5 | 15 | 18 | Stufen | 2 | ja
alpha innotec (ait-deutschland GmbH) | LW 180 A ¦ LW 180 L ¦ LW 180 A-LUX 2.0 ¦ LW 180 A-HT 2 | 2.8 | 3.6 | 3.9 | 4 | 14.2 | 17.2 | Stufen | 2 | ja
alpha innotec (ait-deutschland GmbH) | LW 251 A ¦ LW 251 L ¦ LW 251 A-LUX 2.0 | 2.8 | 3.6 | 3.9 | 4 | 19.35 | 24 | Stufen | 2 | ja
Weishaupt - Max Weishaupt GmbH | WWP L 60 A-2 | 2.86 | 3.59 | 4 | 4.26 | 38.1 | 47.2 | Stufen | 2 | ja
WATERKOTTE GmbH | Ai2QL 5008.5 | 2.58 | 3.59 | 4.7 | 5.06 | 8 | 8.17 | Inverter | 1 | /
WATERKOTTE GmbH | EcoTouch Ai1 Air 5008.5 | 2.58 | 3.59 | 4.7 | 5.06 | 8 | 8.17 | Inverter | 1 | /
WATERKOTTE GmbH | WPQL(N) 5008.5 | 2.58 | 3.59 | 4.7 | 5.06 | 8 | 8.17 | Inverter | 1 | /
Viessmann Werke GmbH & Co KG | Vitocal 300-A AWO 302.B60 | 2.86 | 3.59 | 3.96 | 4.26 | 55.43 | 47.2 | Stufen | 2 | ja
Dimplex - Glen Dimplex Deutschland GmbH | LA 35 TBS | 3.1 | 3.59 | 4.33 |  | 22.3 | 14.21 | Stufen | 2 | ja
MAXA - Advantix S.p.A. | i-HP 0125 (V.415) | 2.53 | 3.59 | 4.31 |  | 17.91 | 22.06 | Inverter | 1 | /
KUFI INT, s.r.o. - Division AC Heating | Convert AW28-3P | 2.65 | 3.59 | 4.66 | 4.96 |  | 12.35 | Inverter | 1 | /
FläktGroup | GLAH4120CD2.HE | 3.01 | 3.59 | 3.98 |  | 260.4 | 317.8 | Stufen | 4 | /
FläktGroup | GLAH6171CD2.LT | 2.99 | 3.59 | 3.97 |  | 364.5 | 449.9 | Stufen | 6 | /
Dimplex - Glen Dimplex Deutschland GmbH | LA 60 TU-2 | 2.86 | 3.59 | 3.96 | 4.26 | 55.43 | 47.2 | Stufen | 2 | ja
Panasonic Deutschland | AQUAREA [ WH-UD12FE8 + WH-ADC0916G9E8 ] | 2.87 | 3.58 | 4.82 | 5.12 |  | 11.12 | Inverter | 1 | ja
Panasonic Deutschland | AQUAREA [ WH-UD12HE8 + WH-ADC0916H9E8 ] | 2.87 | 3.58 | 4.82 | 5.12 | 10.18 | 11.12 | Inverter | 1 | ja
Panasonic Deutschland | AQUAREA [ WH-UD12FE8 + WH-SDC12F9E8 ] | 2.87 | 3.58 | 4.82 | 5.12 |  | 11.12 | Inverter | 1 | ja
Mitsubishi Electric Europe B.V | EAHV-P900YA(L/F) | 2.8 | 3.58 | 4.72 | 5.12 | 42.25 | 53.97 | Inverter / Stufen | 2 | /
Dimplex - Glen Dimplex Deutschland GmbH | LA 33 TBS | 3.33 | 3.58 | 4.79 | 5.1 | 20.07 | 20.91 | Stufen | 2 | ja
MAXA - Advantix S.p.A. | i-HP 0235 LT (V.415) | 2.91 | 3.58 | 4.07 |  | 32.06 | 33.33 | Inverter | 1 | /
Hoval Aktiengesellschaft | Belaria twin I (15) | 2.82 | 3.58 | 3.96 | 4.26 |  | 12.11 | Stufen | 2 | ja
FläktGroup | FGAH2026AG1 | 2.98 | 3.58 | 3.95 |  | 49.13 | 60.87 | Stufen | 2 | /
FläktGroup | GLAH4110CD2.HE | 2.98 | 3.58 | 3.99 |  | 243.2 | 299.2 | Stufen | 4 | /
FläktGroup | GLAH2071CD2.HE | 2.94 | 3.58 | 3.99 |  | 152.8 | 190.7 | Stufen | 2 | /
DAIKIN Airconditioning Germany GmbH (Rotex Heating System) | EWYQ016CAWN | 2.42 | 3.58 | 4.98 |  | 14.8 | 16.8 | Inverter/Stufen | 1 | nein
Viessmann Werke GmbH & Co KG | Vitocal 200-A AWO-M(-E/-AC) 201.A04 | 2.91 | 3.57 | 4.56 | 4.86 | 3.81 | 2.61 | Inverter | 1 | ja
Viessmann Werke GmbH & Co KG | Vitocal 200-S AWB-M(-E/-AC) 201.D04 | 2.91 | 3.57 | 4.56 | 4.86 | 3.81 | 2.61 | Inverter | 1 | ja
Viessmann Werke GmbH & Co KG | Vitocal 222-A AWOT-M(-E/-AC) 221.A04 | 2.91 | 3.57 | 4.56 | 4.86 | 3.81 | 2.61 | Inverter | 1 | ja
Viessmann Werke GmbH & Co KG | Vitocal 222-S AWBT-M(-E/-AC) 221.C04 | 2.91 | 3.57 | 4.56 | 4.86 | 3.81 | 2.61 | Inverter | 1 | ja
KUFI INT, s.r.o. - Division AC Heating | Convert AW16-3P | 2.6 | 3.57 | 4.56 | 4.86 |  | 7.45 | Inverter | 1 | /
Hoval Aktiengesellschaft | Belaria twin IR (30) | 3.03 | 3.57 | 4.02 | 4.32 |  | 29.79 | Stufen | 2 | ja
FläktGroup | GLAH4100CD2.HE | 3.01 | 3.57 | 3.97 |  | 219.8 | 265.6 | Stufen | 4 | /
FläktGroup | GLAH4141CD2.LT | 2.98 | 3.57 | 3.94 |  | 304.9 | 373.6 | Stufen | 4 | /
Vaillant Deutschland GmbH & Co. KG | aroTHERM VWL 55/3 A 230V | 2.5 | 3.56 | 4.68 | 5.48 | 4.85 | 2.8 | Inverter | 1 | ja
Panasonic Deutschland | AQUAREA [ WH-UH09FE8 + WH-SHF09F3E8 ] | 2.99 | 3.56 | 4.82 | 5.12 |  | 8.44 | Inverter | 1 | ja
ORCA ENERGIJA, d.o.o. | Fujitsu WOYG(K)112LCTA + ORCA SINGLE (DOUBLE 200/DOUBLE 300/DOUBLE 300 SOLAR) | 2.55 | 3.56 |  | 5.24 | 3.24 | 4.99 | Inverter | 1 | /
FläktGroup | FGAH1007CD4 | 3.2 | 3.56 | 4.01 |  | 6.5 | 7.62 | Inverter | 1 | /
FläktGroup | GLAH4161CD2.LT | 3.05 | 3.56 | 3.92 |  | 345.7 | 412 | Stufen | 4 | /
FläktGroup | FGAH2050AG2 | 3.04 | 3.56 | 3.93 |  | 97.43 | 116 | Stufen | 2 | /
FläktGroup | GLAH4060CD2.HE | 2.91 | 3.56 | 3.94 |  | 120 | 154.6 | Stufen | 2 | /
FläktGroup | FGAH1010CD1 | 2.9 | 3.56 | 4.02 |  | 12.32 | 15.5 | Inverter | 1 | /
FläktGroup | GLAH6181CD2.LT | 2.9 | 3.56 | 3.96 |  | 379.5 | 480.7 | Stufen | 6 | /
Wolf GmbH | BWL-1S(B)-07 | 2.73 | 3.55 | 4.79 | 5.14 | 6.21 | 4.97 | Inverter | 1 | ja
WATERKOTTE GmbH | Basic Line Ai1 Air 5010.5 A | 2.43 | 3.55 | 4.5 | 4.65 | 7.1 | 6.74 | Inverter | 1 | ja
WATERKOTTE GmbH | Basic Line Split 5010.5 A | 2.43 | 3.55 | 4.5 | 4.65 | 7.1 | 6.74 | Inverter | 1 | ja
Vaillant Deutschland GmbH & Co. KG | aroTHERM VWL 155/2 A 400V | 2.58 | 3.55 | 4.45 | 4.92 | 11.73 | 8.07 | Inverter | 1 | ja
ORCA ENERGIJA, d.o.o. | Fujitsu WOYK 140LCTA + ORCA SINGLE (DOUBLE 200/DOUBLE 300/DOUBLE 300 SOLAR) | 2.55 | 3.55 |  | 5.23 | 4.04 | 6.22 | Inverter | 1 | /
Mitsubishi Electric Europe B.V | Ecodan EH-S20-HRP 112V(Y) | 2.56 | 3.55 | 4.67 | 4.97 | 10 | 8.53 | Inverter | 1 | ja
Mitsubishi Electric Europe B.V | PUHZ-HRP 100 YHA2 + Ecodan Speicher EHST 20BYS9-H | 2.56 | 3.55 | 4.67 | 4.97 | 10 | 8.53 | Inverter | 1 | ja
MAXA - Advantix S.p.A. | i-HP 0260 (V.415) | 2.7 | 3.55 | 4.05 |  | 38.06 | 47.88 | Inverter | 1 | /
KUFI INT, s.r.o. - Division AC Heating | Convert AW19-3P | 2.55 | 3.55 | 4.47 | 4.77 |  | 8.85 | Inverter | 1 | /
Johnson Controls Hitachi Air Conditioning Europe SAS | YUTAKI S 5 [RAS-5WH(V)NP + RWM-5.0NE] | 2.65 | 3.55 | 4.71 | 5.01 | 11.5 | 10.5 | Inverter | 1 | ja
Johnson Controls Hitachi Air Conditioning Europe SAS | YUTAKI S COMBI (SOLAR) 5 [RAS-5WH(V)NP + RWD-5.0NW(S)E-200S/-260SNE] | 2.65 | 3.55 | 4.71 | 5.01 | 11.5 | 10.5 | Inverter | 1 | ja
Johnson Controls Hitachi Air Conditioning Europe SAS | YUTAKI S80 5 [RAS-5WH(V)NP + RWH-5.0(V)NFE] | 2.65 | 3.55 | 4.71 | 5.01 | 11.5 | 10.5 | Inverter | 1 | ja
Johnson Controls Hitachi Air Conditioning Europe SAS | YUTAKI S COMBI 80 5 [RAS-5WH(V)NP + RWH-5.0(V)NFWE-200/260S] | 2.65 | 3.55 | 4.71 | 5.01 | 11.5 | 10.5 | Inverter | 1 | ja
Johnson Controls Hitachi Air Conditioning Europe SAS | YUTAKI M 5 [RASM-5(V)NE] | 2.65 | 3.55 | 4.71 | 5.01 | 11.5 | 10.5 | Inverter | 1 | ja
Höcker-Wärmepumpen GmbH | cop-star 71 PI | 3.04 | 3.55 | 4.26 | 4.56 | 5.46 | 4.39 | Inverter | 1 | ja
FläktGroup | GLAH4131CD2.LT | 2.89 | 3.55 | 3.95 |  | 273.9 | 346.4 | Stufen | 4 | /
DAIKIN Airconditioning Germany GmbH (Rotex Heating System) | EWYT085B-XSA1 | 2.85 | 3.55 | 4.01 |  | 59.84 | 76.22 | Inverter/Stufen | 2 | nein
DAIKIN Airconditioning Germany GmbH (Rotex Heating System) | DAIKIN Altherma M ECH2O 300/500 H/C (Biv) 7 kW (HPSU monobloc compact 300/500 H/C (Biv) 7 kW) | 2.5 | 3.55 | 4.67 | 4.97 | 6.4 | 4.47 | Inverter | 1 | ja
DAIKIN Airconditioning Germany GmbH (Rotex Heating System) | HPSU monobloc 7 kW Heizen (Heizen + Kühlen) | 2.5 | 3.55 | 4.52 | 4.97 | 6.5 | 4.47 | Inverter | 1 | ja
Buderus Bosch Thermotechnik GmbH | Logatherm WPLS 13.2 R (E / B / T / TS) | 2.69 | 3.55 | 4.41 | 4.71 | 11 | 9.51 | Inverter | 1 | ja
WATERKOTTE GmbH | Basic Line Ai1 Air 5006.5 A | 2.44 | 3.54 | 4.6 | 4.77 | 6.6 | 4.5 | Inverter | 1 | ja
WATERKOTTE GmbH | Basic Line Split 5006.5 A | 2.44 | 3.54 | 4.6 | 4.77 | 6.6 | 4.5 | Inverter | 1 | ja
Panasonic Deutschland | AQUAREA [ WH-MDC(MDF)06E3E5 ] | 2.8 | 3.54 |  | 5.17 |  | 5.23 | Inverter | 1 | ja
ORCA ENERGIJA, d.o.o. | Fujitsu WOYK 160LCTA + ORCA SINGLE (DOUBLE 200/DOUBLE 300/DOUBLE 300 SOLAR) | 2.54 | 3.54 |  | 5.21 | 4.6 | 7.09 | Inverter | 1 | /
Mitsubishi Electric Europe B.V | PUHZ-SHW 112 V(Y)HA + E H(R) S (T20) C(D)-V(Y)M 2(6/9) (E) B(C) | 3.03 | 3.54 | 4.71 | 5.01 | 11.2 | 11.91 | Inverter | 1 | ja
Junkers Bosch Thermotechnik GmbH | Supraeco A SAS 13-2 AS (E / B / M / MS) | 2.69 | 3.54 | 4.31 | 4.71 | 12.53 | 9.51 | Inverter | 1 | ja
FläktGroup | FGAH2030AG1 | 3 | 3.54 | 3.88 |  | 56.1 | 68.58 | Stufen | 2 | /
DAIKIN Airconditioning Germany GmbH (Rotex Heating System) | HPSU compact 308 (508) H/C (Biv) 8 kW [2013] | 2.78 | 3.54 | 4.6 | 4.9 | 5.53 | 5.51 | Inverter | 1 | ja
WATERKOTTE GmbH | Ai2QL 5011.5 | 2.49 | 3.53 | 4.5 | 5.01 | 11.2 | 8.76 | Inverter | 1 | /
WATERKOTTE GmbH | EcoTouch Ai1 Air 5011.5 | 2.49 | 3.53 | 4.5 | 5.01 | 11.2 | 8.76 | Inverter | 1 | /
WATERKOTTE GmbH | WPQL(N) 5011.5 | 2.49 | 3.53 | 4.5 | 5.01 | 11.2 | 8.76 | Inverter | 1 | /
WATERKOTTE GmbH | WPQL K 5033.5 | 2.49 | 3.53 | 4.5 | 5.01 | 33.6 | 26.28 | Inverter/Stufen | 3 | /
REMKO GmbH & Co. KG | WKF 180 | 2.87 | 3.53 | 4.53 | 4.83 | 8.2 | 9.32 | Inverter | 1 | ja
REMKO GmbH & Co. KG | WKF 180 Duo | 2.87 | 3.53 | 4.53 | 4.83 | 16.4 | 18.64 | Inverter / Stufen | 2 | ja
WATERKOTTE GmbH | WPQL K 5022.5 | 2.49 | 3.53 | 4.5 | 5.01 | 22.4 | 17.52 | Inverter | 1 | /
Johnson Controls Hitachi Air Conditioning Europe SAS | YUTAKI S 3 [RAS-3WHVNP + RWM-3.0NE] | 2.57 | 3.53 | 4.55 | 4.85 | 5.8 | 5.5 | Inverter | 1 | ja
Johnson Controls Hitachi Air Conditioning Europe SAS | YUTAKI S COMBI (SOLAR) 3 [RAS-3WHVNP + RWD-3.0NW(S)E-200S/-260SNE] | 2.57 | 3.53 | 4.55 | 4.85 | 5.8 | 5.5 | Inverter | 1 | ja
Johnson Controls Hitachi Air Conditioning Europe SAS | YUTAKI M 3 [RASM-3VNE] | 2.57 | 3.53 | 4.55 | 4.85 | 5.8 | 5.5 | Inverter | 1 | ja
Hoval Aktiengesellschaft | Belaria hybrid SRM (8/32) | 2.71 | 3.53 | 4.45 | 4.75 |  | 5.8 | Inverter | 1 | ja
FläktGroup | FGAH2055AG2 | 3.09 | 3.53 | 3.89 |  | 111.4 | 129.6 | Stufen | 2 | /
FläktGroup | FGAH2025AG1 | 2.87 | 3.53 | 3.94 |  | 45.42 | 56.46 | Stufen | 2 | /
DAIKIN Airconditioning Germany GmbH (Rotex Heating System) | DAIKIN Altherma R Hybrid H 8 kW (HPU hybrid 8 kW Heizen) | 2.71 | 3.53 | 4.45 | 4.75 | 5.46 | 5.8 | Inverter | 1 | ja
DAIKIN Airconditioning Germany GmbH (Rotex Heating System) | DAIKIN Altherma R Hybrid H/C 8 kW (HPU hybrid 8 kW Heizen + Kühlen) | 2.71 | 3.53 | 4.45 | 4.75 | 5.46 | 5.8 | Inverter | 1 | ja
DAIKIN Airconditioning Germany GmbH (Rotex Heating System) | HPSU Bi-Bloc (8 kW) | 2.71 | 3.53 | 4.45 | 4.75 | 5.46 | 5.8 | Inverter | 1 | ja
FläktGroup | FGAH1014CD1 | 2.83 | 3.52 | 3.98 |  | 27.99 | 34.67 | Inverter | 1 | /
LG Electronics Deutschland GmbH | THERMA V HU123.U33 | 3.5 | 3.52 | 4.55 | 5.22 | 11 | 10.33 | Inverter | 1 | ja
DAIKIN Airconditioning Germany GmbH (Rotex Heating System) | EWYQ040CAWN | 2.43 | 3.52 | 5.31 |  | 36.8 | 41.9 | Inverter/Stufen | 4 | nein
DAIKIN Airconditioning Germany GmbH (Rotex Heating System) | EWYQ040CAWP | 2.42 | 3.52 | 5.34 |  | 36.5 | 41.7 | Inverter/Stufen | 4 | nein
Schüco International KG | PUHZ-HRP 100 YHA2 + STE 611 RH 7 HE | 2.47 | 3.51 | 4.53 | 4.83 | 8.67 |  | Inverter | 1 | /
Schüco International KG | HTE 11 HP | 2.47 | 3.51 | 4.53 | 4.83 |  | 8.67 | Inverter | 1 | /
Schüco International KG | HTE 15/11 HG (25/11 HG) | 2.47 | 3.51 | 4.53 | 4.83 |  | 8.67 | Inverter | 1 | /
Brötje - August Brötje GmbH | BLW Split 16 C | 2.98 | 3.51 | 4.28 | 4.58 |  | 7.84 | Inverter | 1 | ja
Weishaupt - Max Weishaupt GmbH | WWP LS 10-B R E | 2.49 | 3.5 | 4.62 | 4.92 | 9 | 7.7 | Inverter | 1 | ja
Weishaupt - Max Weishaupt GmbH | WWP LS 10-B R-E-K | 2.49 | 3.5 | 4.62 | 4.92 | 9 | 7.7 | Inverter | 1 | ja
Viessmann Werke GmbH & Co KG | Vitocal 200-S AWB(-AC /-E) 201.B05 | 2.69 | 3.5 | 4.79 | 5.09 | 5 | 3.7 | Inverter | 1 | ja
Viessmann Werke GmbH & Co KG | Vitocal 222-S AWT-AC 221.A05 | 2.69 | 3.5 | 4.79 | 5.09 | 5 | 3.7 | Inverter | 1 | ja
Viessmann Werke GmbH & Co KG | Vitocal 242-S AWT-AC 241.A05 | 2.69 | 3.5 | 4.79 | 5.09 | 5 | 3.7 | Inverter | 1 | ja
Viessmann Werke GmbH & Co KG | Vitocal 250-S HAWB-M AC 252.A05 | 2.69 | 3.5 | 4.79 | 5.09 | 5 | 3.7 | Inverter | 1 | ja
Viessmann Werke GmbH & Co KG | Vitocaldens 222-F Typ HAWB-M 222.A29 | 2.55 | 3.5 | 4.62 |  | 8.72 | 7.7 | Inverter | 1 | ja
Viessmann Werke GmbH & Co KG | Vitocaldens 222-F Typ HAWB-M-AC 222.A29 | 2.55 | 3.5 | 4.62 |  | 8.72 | 7.7 | Inverter | 1 | ja
Viessmann Werke GmbH & Co KG | Vitolacaldens 222-F Typ HAWB-M 222.A33 | 2.55 | 3.5 | 4.62 |  | 8.72 | 7.7 | Inverter | 1 | ja
REMKO GmbH & Co. KG | WKF 70 | 2.8 | 3.5 | 4.6 | 4.92 | 4.5 | 4.61 | Inverter | 1 | ja
NOVELAN (ait-deutschland GmbH) | LA 31 ¦ LA 31-WPR-Net | 2.8 | 3.5 | 4 | 4.1 | 25 | 31 | Stufen | 2 | ja
NOVELAN (ait-deutschland GmbH) | LI 31 ¦ LI 31 L | 2.8 | 3.5 | 4 | 4.1 | 25 | 31 | Stufen | 2 | ja
CTA AG | Aeroheat AH CS 1-31 a / i | 2.8 | 3.5 | 4 | 4.1 | 25 | 31 | Stufen | 2 | ja
alpha innotec (ait-deutschland GmbH) | LW 310 A ¦ LW 310 L ¦ LW 310 A-LUX 2.0 | 2.8 | 3.5 | 4 | 4.1 | 25 | 31 | Stufen | 2 | ja
LG Electronics Deutschland GmbH | THERMA V HU143.U33 | 3.35 | 3.5 | 4.4 | 4.96 | 12.5 | 10.83 | Inverter | 1 | ja
LG Electronics Deutschland GmbH | THERMA V [ HM121M.U33 ] | 3 | 3.5 | 4.6 | 4.87 | 12 | 12 | Inverter | 1 | ja
LG Electronics Deutschland GmbH | THERMA V [ HM123M.U33 ] | 3 | 3.5 | 4.6 | 4.77 | 14 | 14 | Inverter | 1 | ja
LG Electronics Deutschland GmbH | THERMA V HU051MR.U44 | 2.7 | 3.5 | 4.9 | 5.34 | 5.5 | 5.5 | Inverter | 1 | ja
Junkers Bosch Thermotechnik GmbH | Supraeco A SAS 4-2 AS (E / B / M / MS) | 2.5 | 3.5 | 4.7 | 5 | 5.51 | 4.5 | Inverter | 1 | ja
Junkers Bosch Thermotechnik GmbH | Supraeco A SAS 6-2 AS (E / B / M / MS) | 2.5 | 3.5 | 4.7 | 5 | 6.02 | 5 | Inverter | 1 | ja
FläktGroup | FGAH1009CD1 | 2.87 | 3.5 | 3.91 |  | 10.42 | 13.31 | Inverter | 1 | /
Buderus Bosch Thermotechnik GmbH | Logatherm WPL 31 A / I | 2.8 | 3.5 |  | 4.1 |  | 31 | Stufen | 2 | /
Buderus Bosch Thermotechnik GmbH | Logatherm WPLS 6.2 R (E / B / T / TS) | 2.5 | 3.5 | 4.7 | 5 | 6 | 5 | Inverter | 1 | ja
MAXA - Advantix S.p.A. | i-HP 0250F (V.415) | 2.7 | 3.49 | 4.22 |  | 36.12 | 42.23 | Inverter | 1 | /
Junkers Bosch Thermotechnik GmbH | Compress CS 7000i AW 7 IR | 2.66 | 3.49 | 4.9 | 5.2 | 5.57 | 3.24 | Inverter | 1 | ja
FläktGroup | FGAH1006CD4 | 3.1 | 3.49 | 3.86 |  | 4.77 | 5.72 | Inverter | 1 | /
FläktGroup | GLAH2020CD1 | 2.91 | 3.49 | 3.88 |  | 41.32 | 49.91 | Stufen | 2 | /
Buderus Bosch Thermotechnik GmbH | Logatherm WLW196i-6 IR (E / B / T / TP / TS) | 2.66 | 3.49 | 4.9 | 5.2 | 5.57 | 3.24 | Inverter | 1 | ja
Bosch Thermotechnik GmbH | Compress CS 7000i AW 7 IR | 2.66 | 3.49 | 4.9 | 5.2 | 5.57 | 3.24 | Inverter | 1 | ja
Weishaupt - Max Weishaupt GmbH | WWP L 60 ADR | 3.03 | 3.48 | 3.8 | 4.02 | 39.7 | 48.63 | Stufen | 2 | ja
Solarbayer GmbH | Solarbayer WP 11 AM INVERT 230V | 3 | 3.48 |  | 4.71 |  | 11.3 | Inverter | 1 | /
Solarbayer GmbH | Solarbayer WP 11 AM INVERT 400V | 2.95 | 3.48 |  | 4.71 |  | 11.29 | Inverter | 1 | /
Samsung Klimatechnik | ECO Split [AE 120 JXEDEH/EU + AE 160 JNYDEH/EU] | 2.76 | 3.48 | 4.63 | 5.02 | 11.3 | 11 | Inverter | 1 | /
Samsung Klimatechnik | ECO Split [AE 120 JXEDGH/EU + AE 160 JNYDGH/EU] | 2.76 | 3.48 | 4.63 | 5.02 | 11.3 | 11 | Inverter | 1 | /
REHAU AG + Co | AERO 11 CC-i 230V | 3 | 3.48 |  | 4.71 |  | 11.3 | Inverter | 1 | /
REHAU AG + Co | AERO 11 CC-i | 2.95 | 3.48 |  | 4.71 |  | 11.29 | Inverter | 1 | /
Panasonic Deutschland | AQUAREA [ WH-UD09FE5 + WH-ADC0309G3E5 ] | 2.75 | 3.48 |  | 4.74 |  | 7.07 | Inverter | 1 | /
Panasonic Deutschland | AQUAREA [ WH-UD09FE5 + WH-SDC(SDF)09F3E5 ] | 2.75 | 3.48 |  | 4.74 |  | 7.07 | Inverter | 1 | ja
OCHSNER Wärmepumpen GmbH | OCHSNER AIR 618 C EAGLE | 2.64 | 3.48 | 4.41 | 4.71 | 10.44 | 9.65 | Inverter | 1 | ja
Mitsubishi Electric Europe B.V | AWR-HT /CA-E /0302 | 2.93 | 3.48 | 4.3 | 4.56 | 62.4 | 77.7 | Stufen | 2 | /
Mitsubishi Electric Europe B.V | AWR-HT-Y /CA-E /0302 | 2.93 | 3.48 | 4.3 | 4.56 | 62.4 | 77.7 | Stufen | 2 | /
MasterTherm Deutschland | BoxAir BA 22 I | 2.87 | 3.48 | 4.57 | 4.87 | 3.6 | 3.61 | Inverter | 1 | ja
Junkers Bosch Thermotechnik GmbH | Supraeco A SAS 8-2 AS (E / B / M / MS) | 2.61 | 3.48 | 4.8 | 5.1 | 7.24 | 5.23 | Inverter | 1 | ja
FläktGroup | GLAH2035CD1 | 3.04 | 3.48 | 3.83 |  | 70.49 | 82.8 | Stufen | 2 | /
FläktGroup | GLAH2026CD1 | 2.89 | 3.48 | 3.83 |  | 51.17 | 63.41 | Stufen | 2 | /
FläktGroup | FGAH1012CD1 | 2.88 | 3.48 | 3.91 |  | 19.93 | 24.22 | Inverter | 1 | /
FläktGroup | FGAH1011CD1 | 2.84 | 3.48 | 3.89 |  | 16.14 | 20.41 | Inverter | 1 | /
Dimplex - Glen Dimplex Deutschland GmbH | LA 60 TUR+ | 3.03 | 3.48 | 3.72 | 4.02 | 40.33 | 48.63 | Stufen | 2 | ja
OCHSNER Wärmepumpen GmbH | OCHSNER AIR 618 C (T200) BASIC [ELW 12] | 2.64 | 3.48 | 4.41 | 4.71 | 10.44 | 9.65 | Inverter | 1 | ja
Buderus Bosch Thermotechnik GmbH | Logatherm WPLS 8.2 R (E / B / T / TS) | 2.61 | 3.48 | 4.8 | 5.1 | 7.2 | 5.23 | Inverter | 1 | ja
Brötje - August Brötje GmbH | BLW Split-K 16 C | 2.9 | 3.48 | 4.22 | 4.52 |  | 7.98 | Inverter | 1 | ja
Brötje - August Brötje GmbH | BLW Split-P 16 C | 2.9 | 3.48 | 4.22 | 4.52 |  | 7.98 | Inverter | 1 | ja
Panasonic Deutschland | AQUAREA [ WH-UX12FE8 + WH-ADC0916G9E8 ] | 2.67 | 3.47 | 4.71 | 5.01 |  | 11.29 | Inverter | 1 | ja
Panasonic Deutschland | AQUAREA [ WH-UX12FE8 + WH-SXC12F9E8 ] | 2.67 | 3.47 | 4.71 | 5.01 |  | 11.29 | Inverter | 1 | ja
ORCA ENERGIJA, d.o.o. | Mitsubishi PUHZ-SHW 230 YKA + ORCA MONO XL (DUO 300 XL/DUO 300 XL SOLAR) | 2.56 | 3.47 |  | 4.78 | 12.97 | 12.97 | Inverter | 1 | /
FläktGroup | FGAH2060AG2 | 2.95 | 3.47 | 3.84 |  | 125.7 | 150.9 | Stufen | 2 | /
Thermia Wärmepumpen | Thermia iTec 5 | 2.69 | 3.46 |  | 5.1 | 4.7 | 4.5 | Inverter | 1 | ja
Mitsubishi Electric Europe B.V | AWR-HT /LN-CA-E /0302 | 2.88 | 3.46 | 4.26 | 4.51 | 62.2 | 76.5 | Stufen | 2 | /
Mitsubishi Electric Europe B.V | AWR-HT-Y /LN-CA-E /0302 | 2.88 | 3.46 | 4.26 | 4.51 | 62.2 | 76.5 | Stufen | 2 | /
FläktGroup | FGAH1013CD1 | 2.8 | 3.46 | 3.87 |  | 22.84 | 29.48 | Inverter | 1 | /
Hoval Aktiengesellschaft | Belaria twin IR (25) | 2.94 | 3.46 | 4.05 | 4.35 |  | 23.6 | Stufen | 2 | ja
FläktGroup | FGAH2045AG2 | 2.98 | 3.46 | 3.82 |  | 86.96 | 103.3 | Stufen | 2 | /
FläktGroup | FGAH2040AG2 | 2.88 | 3.46 | 3.83 |  | 75.74 | 93.73 | Stufen | 2 | /
Danfoss AG Wärmepumpen | Thermia iTec 5 | 2.69 | 3.46 | 4.72 | 5.1 | 4.7 | 4.5 | Inverter | 1 | ja
tecalor GmbH | TTL 33 HT | 2.46 | 3.45 | 4.41 | 4.84 | 12.38 | 7.45 | Inverter | 1 | ja
Stiebel Eltron GmbH & Co. KG | WPL 33 HT | 2.46 | 3.45 | 4.41 | 4.84 | 12.38 | 7.45 | Inverter | 1 | ja
Solarbayer GmbH | Solarbayer WP 7 AM INVERT 230V | 2.93 | 3.45 |  | 4.62 |  | 6.95 | Inverter | 1 | /
REHAU AG + Co | AERO 7 (C-i / CC-i) | 2.93 | 3.45 |  | 4.62 |  | 6.95 | Inverter | 1 | /
MAXA - Advantix S.p.A. | i-MAX 06105 (V.415) | 2.44 | 3.45 | 4.05 |  | 71.47 | 89.1 | Inverter | 1 | /
LG Electronics Deutschland GmbH | THERMA V [ HM051M.U43 ] | 2.99 | 3.45 | 4.5 | 4.78 | 5.5 | 5.5 | Inverter | 1 | ja
Junkers Bosch Thermotechnik GmbH | Supraeco SAS ODU 100-ASE (ASB) | 2.55 | 3.45 | 4.71 | 5.01 | 8.72 | 7.86 | Inverter | 1 | ja
Hoval Aktiengesellschaft | Belaria compact SRM (14) | 2.75 | 3.45 | 4.41 | 4.71 |  | 10.3 | Inverter | 1 | /
Hoval Aktiengesellschaft | Belaria SRM (14) | 2.75 | 3.45 | 4.41 | 4.71 |  | 10.3 | Inverter | 1 | /
FläktGroup | FGAH2070AG2 | 3.06 | 3.45 | 3.79 |  | 147.3 | 168.4 | Stufen | 2 | /
FläktGroup | GLAH2050CD2 | 2.96 | 3.45 | 3.82 |  | 101.5 | 120.8 | Stufen | 2 | /
FläktGroup | GLAH2015CD1 | 2.77 | 3.45 | 3.88 |  | 30.66 | 38.65 | Stufen | 2 | /
REMKO GmbH & Co. KG | CMF 120 | 2.48 | 3.44 | 4.11 | 4.41 | 4.8 | 7.21 | Inverter | 1 | /
REMKO GmbH & Co. KG | CMT 120 | 2.48 | 3.44 | 4.11 | 4.41 | 4.8 | 7.21 | Inverter | 1 | /
REMKO GmbH & Co. KG | HotHybrid HBW 150 | 2.48 | 3.44 | 4.11 | 4.41 | 4.8 | 7.21 | Inverter | 1 | /
REMKO GmbH & Co. KG | HotHybrid HBW 180 | 2.48 | 3.44 | 4.11 | 4.41 | 4.8 | 7.21 | Inverter | 1 | /
REMKO GmbH & Co. KG | HotHybrid HBW 220 | 2.48 | 3.44 | 4.11 | 4.41 | 4.8 | 7.21 | Inverter | 1 | /
Mitsubishi Electric Europe B.V | PUHZ-HRP 71 VHA2 + EH-SGK 125 | 2.59 | 3.44 | 4.4 | 4.7 | 7.1 | 7.92 | Inverter | 1 | ja
MHG Heiztechnik GmbH | ThermiAir 10 | 2.48 | 3.44 |  | 4.41 |  | 7.21 | Inverter | 1 | /
MHG Heiztechnik GmbH | EcoStar Hybrid (515-10 / 518-10 / 522-10 / 527-10) | 2.48 | 3.44 |  | 4.41 |  | 7.21 | Inverter | 1 | /
MHG Heiztechnik GmbH | ProCon Streamline Hybrid | 2.48 | 3.44 |  | 4.41 |  | 7.21 | Inverter | 1 | /
MAXA - Advantix S.p.A. | i-HP 0250 (V.415) | 2.4 | 3.44 | 4.05 |  | 34.28 | 43.34 | Inverter | 1 | /
Intercal Wärmetechnik GmbH | Ecoheat Pump LWE 10 (H) | 2.48 | 3.44 |  | 4.41 |  | 7.21 | Inverter | 1 | /
Intercal Wärmetechnik GmbH | Ecoheat Hybrid 10 | 2.48 | 3.44 |  | 4.41 |  | 7.21 | Inverter | 1 | /
Heizwelt GmbH | hwTEC LWS 8+ | 2.49 | 3.44 | 4.4 | 4.7 |  | 7.92 | Inverter | 1 | /
FläktGroup | GLAH2055CD2 | 3 | 3.44 | 3.78 |  | 116 | 135 | Stufen | 2 | /
FläktGroup | GLAH2018CD1 | 2.78 | 3.44 | 3.83 |  | 33.86 | 42.33 | Stufen | 2 | /
Eschenfelder KKU GmbH | Mitsubishi PUHZ-HRP 71 VHA2 + EH-SGK 125 | 2.49 | 3.44 | 4.5 | 4.7 | 10.32 | 7.92 | Inverter | 1 | /
Panasonic Deutschland | AQUAREA [ WH-UD16FE8 + WH-ADC0916G9E8 ] | 2.81 | 3.43 | 4.4 | 4.7 |  | 12.34 | Inverter | 1 | ja
Panasonic Deutschland | AQUAREA [ WH-UD16HE8 + WH-ADC0916H9E8 ] | 2.81 | 3.43 | 4.4 | 4.7 | 11.4 | 12.34 | Inverter | 1 | ja
Panasonic Deutschland | AQUAREA [ WH-UD16FE8 + WH-SDC(SDF)16F9E8 ] | 2.81 | 3.43 | 4.4 | 4.7 |  | 12.34 | Inverter | 1 | ja
Panasonic Deutschland | AQUAREA [ WH-MXC12G9E8 ] | 2.66 | 3.43 | 4.73 | 5.03 |  | 11.04 | Inverter | 1 | ja
MAXA - Advantix S.p.A. | i-MAX 0466 (V.415) | 2.46 | 3.43 | 4.06 |  | 51.79 | 61.9 | Inverter | 1 | /
MAXA - Advantix S.p.A. | i-MAX 0475 (V.415) | 2.46 | 3.43 | 4.05 |  | 55.5 | 67.33 | Inverter | 1 | /
Brötje - August Brötje GmbH | BLW Split 6 B / Split 6-K B | 2.61 | 3.43 | 4.05 | 4.6 | 4.35 | 3.7 | Inverter | 1 | ja
WATERKOTTE GmbH | Ai2QL 5014.5 | 2.35 | 3.42 | 4.2 | 5 | 14 | 10.45 | Inverter | 1 | /
WATERKOTTE GmbH | EcoTouch Ai1 Air 5014.5 | 2.35 | 3.42 | 4.2 | 5 | 14 | 10.45 | Inverter | 1 | /
WATERKOTTE GmbH | WPQL(N) 5014.5 | 2.35 | 3.42 | 4.2 | 5 | 14 | 10.45 | Inverter | 1 | /
WATERKOTTE GmbH | WPQL K 5042.5 | 2.35 | 3.42 | 4.2 | 5 | 42 | 31.35 | Inverter/Stufen | 3 | /
WATERKOTTE GmbH | WPQL K 5056.5 | 2.35 | 3.42 | 4.2 | 5 | 56 | 41.8 | Inverter/Stufen | 4 | /
Viessmann Werke GmbH & Co KG | Vitocal 200-S AWB(-AC) 201.B10 | 2.55 | 3.42 | 4.62 | 4.91 | 8.72 | 7.68 | Inverter | 1 | ja
Viessmann Werke GmbH & Co KG | Vitocal 222-S AWT-AC 221.A10 | 2.55 | 3.42 | 4.62 | 4.91 | 8.72 | 7.68 | Inverter | 1 | ja
Viessmann Werke GmbH & Co KG | Vitocal 242-S AWT-AC 241.A10 | 2.55 | 3.42 | 4.62 | 4.91 | 8.72 | 7.68 | Inverter | 1 | ja
Viessmann Werke GmbH & Co KG | Vitocal 250-S HAWB-M-AC 252.A10 | 2.55 | 3.42 | 4.62 | 4.91 | 8.72 | 7.68 | Inverter | 1 | ja
SunHybrid GmbH | Sunhybrid SH14 + Mitsubishi PUHZ-HRP 71 VHA2 | 2.49 | 3.42 | 4.54 | 4.84 | 10.79 | 7.77 | Inverter | 1 | /
LG Electronics Deutschland GmbH | THERMA V [ HM071M.U43 ] | 2.96 | 3.42 | 4.5 | 4.78 | 7 | 7 | Inverter | 1 | ja
WATERKOTTE GmbH | WPQL K 5028.5 | 2.35 | 3.42 | 4.2 | 5 | 28 | 20.9 | Inverter/Stufen | 2 | /
FläktGroup | FGAH2080AG2 | 3.17 | 3.42 | 3.73 |  | 170.7 | 185.7 | Stufen | 2 | /
FläktGroup | GLAH2030CD1 | 2.91 | 3.42 | 3.76 |  | 58.44 | 71.44 | Stufen | 2 | /
FläktGroup | FGAH1009CD4 | 2.81 | 3.42 | 3.84 |  | 10.29 | 13.04 | Inverter | 1 | /
FläktGroup | GLAH2025CD1 | 2.78 | 3.42 | 3.82 |  | 47.31 | 58.81 | Stufen | 2 | /
Weishaupt - Max Weishaupt GmbH | WWP L 7 AERS | 2.8 | 3.41 | 4.43 | 4.73 | 2.9 | 3.4 | Inverter | 1 | /
Viessmann Werke GmbH & Co KG | Vitocal 200-A AWCI-AC 201.A10 | 2.56 | 3.41 | 4.58 | 4.88 | 10.1 | 6.85 | Inverter | 1 | ja
Panasonic Deutschland | AQUAREA [ WH-UD05EE5 + WH-ADC0309G3E5 ] | 2.68 | 3.41 |  | 4.49 |  | 4.43 | Inverter | 1 | /
Panasonic Deutschland | AQUAREA [ WH-UD05EE5 + WH-SDC(SDF)05E3E5 ] | 2.68 | 3.41 |  | 4.49 |  | 4.43 | Inverter | 1 | ja
ORCA ENERGIJA, d.o.o. | Mitsubishi PUHZ-SHW 80 VAA + ORCA MONO (DUO 200/DUO 300/DUO 300 SOLAR) | 3.15 | 3.41 | 4.78 |  | 8 | 5.35 | Inverter | 1 | /
ORCA ENERGIJA, d.o.o. | Mitsubishi PUHZ-SHW 80 YAA + ORCA MONO (DUO 200/DUO 300/DUO 300 SOLAR) | 3.15 | 3.41 | 4.78 |  | 8 | 5.35 | Inverter | 1 | /
Mitsubishi Electric Europe B.V | QUHZ-W40 VA (Wärmepumpe verwendet das natürliche Kältemittel Co2) | 2.55 | 3.41 | 3.36 | 3.66 | 4.2 | 4.03 | Inverter | 1 | ja
Johnson Controls Hitachi Air Conditioning Europe SAS | YUTAKI S 6 [RAS-6WH(V)NP + RWM-6.0NE] | 2.57 | 3.41 | 4.57 | 4.87 | 12 | 11.1 | Inverter | 1 | ja
Johnson Controls Hitachi Air Conditioning Europe SAS | YUTAKI S 8 [RAS-8WHNP + RWM-8.0NE] | 2.57 | 3.41 | 4.3 | 4.6 | 14.2 | 12.3 | Inverter | 1 | ja
Johnson Controls Hitachi Air Conditioning Europe SAS | YUTAKI S COMBI (SOLAR) 6 [RAS-6WH(V)NP + RWD-6.0NW(S)E-200S/-260SNE] | 2.57 | 3.41 | 4.57 | 4.87 | 12 | 11.1 | Inverter | 1 | ja
Johnson Controls Hitachi Air Conditioning Europe SAS | YUTAKI S80 6 [RAS-6WH(V)NP + RWH-6.0(V)NFE] | 2.57 | 3.41 | 4.57 | 4.87 | 12 | 11.1 | Inverter | 1 | ja
Johnson Controls Hitachi Air Conditioning Europe SAS | YUTAKI S COMBI 80 6 [RAS-6WH(V)NP + RWH-6.0(V)NFWE-200/260S] | 2.57 | 3.41 | 4.57 | 4.87 | 12 | 11.1 | Inverter | 1 | ja
Johnson Controls Hitachi Air Conditioning Europe SAS | YUTAKI M 6 [RASM-6(V)NE] | 2.57 | 3.41 | 4.57 | 4.87 | 12 | 11.1 | Inverter | 1 | ja
NOVELAN (ait-deutschland GmbH) | LA 30 | 2.77 | 3.41 | 4.22 | 4.76 | 24.28 | 29.67 | Stufen | 2 | ja
NOVELAN (ait-deutschland GmbH) | LA 30-WPR-Net | 2.77 | 3.41 | 4.22 | 4.76 | 24.28 | 29.67 | Stufen | 2 | ja
NOVELAN (ait-deutschland GmbH) | LI 30 (L) | 2.77 | 3.41 | 4.22 | 4.76 | 24.28 | 29.67 | Stufen | 2 | ja
FläktGroup | FGAH1008CD1 | 2.86 | 3.41 | 3.79 |  | 8.34 | 10.38 | Inverter | 1 | /
Mitsubishi Electric Europe B.V | AWR-HT /LN-CA-E /0122 | 2.78 | 3.41 | 4.23 | 4.49 | 23.7 | 29.6 | Stufen | 2 | /
Mitsubishi Electric Europe B.V | AWR-HT-Y /LN-CA-E /0122 | 2.78 | 3.41 | 4.23 | 4.49 | 23.7 | 29.6 | Stufen | 2 | /
alpha innotec (ait-deutschland GmbH) | LW 300 A | 2.77 | 3.41 | 4.22 | 4.76 | 24.28 | 29.67 | Stufen | 2 | ja
alpha innotec (ait-deutschland GmbH) | LW 300 (L) | 2.77 | 3.41 | 4.22 | 4.76 | 24.28 | 29.67 | Stufen | 2 | ja
alpha innotec (ait-deutschland GmbH) | LW 300 A-LUX 2.0 | 2.77 | 3.41 | 4.22 | 4.76 | 24.28 | 29.67 | Stufen | 2 | ja
Pollmann-Technik GmbH & Co. KG | AIRFLEX TOP 7 | 2.51 | 3.4 | 4.8 |  | 5.5 | 4.1 | Inverter | 1 | ja
MAXA - Advantix S.p.A. | i-MAX 0485 (V.415) | 2.42 | 3.4 | 4.05 |  | 61.71 | 77.93 | Inverter | 1 | /
LG Electronics Deutschland GmbH | THERMA V [ HM141M.U33 ] | 2.95 | 3.4 | 4.5 | 4.69 | 16 | 16 | Inverter | 1 | ja
LG Electronics Deutschland GmbH | THERMA V [ HM143M.U33 ] | 2.95 | 3.4 | 4.5 | 4.87 | 12 | 12 | Inverter | 1 | ja
LG Electronics Deutschland GmbH | THERMA V HU071MR.U44 | 2.6 | 3.4 | 4.9 | 5.28 | 7 | 7 | Inverter | 1 | ja
Hoval Aktiengesellschaft | Belaria compact SRM (16) | 2.63 | 3.4 |  | 4.51 |  | 11.69 | Inverter | 1 | /
Hoval Aktiengesellschaft | Belaria SRM (16) | 2.63 | 3.4 |  | 4.51 |  | 11.69 | Inverter | 1 | /
HOTJET CZ s.r.o. | 7 ZETX | 2.51 | 3.4 | 4.8 |  | 5.5 | 4.1 | Inverter | 1 | ja
FläktGroup | GLAH4080CD2 | 2.8 | 3.4 | 3.79 |  | 169.3 | 207.7 | Stufen | 4 | /
Weishaupt - Max Weishaupt GmbH | WWP L 15 ARS | 2.84 | 3.39 | 4.8 | 5.1 | 6.81 | 8.28 | Inverter | 1 | /
Solarbayer GmbH | Solarbayer WP 11 AM | 2.7 | 3.39 | 4.46 | 4.76 |  | 10.57 | Inverter | 1 | /
FläktGroup | GLAH4141CD2 | 2.92 | 3.39 | 3.73 |  | 304.9 | 362 | Stufen | 4 | /
Weishaupt - Max Weishaupt GmbH | WWP LS 16-B R | 2.58 | 3.38 | 4.17 | 4.47 | 13.3 | 10.89 | Inverter | 1 | ja
Mitsubishi Electric Europe B.V | AWR-HT /LN-CA-E /0262 | 2.88 | 3.38 | 4.19 | 4.46 | 52.5 | 65.5 | Stufen | 2 | /
Mitsubishi Electric Europe B.V | AWR-HT-Y /LN-CA-E /0262 | 2.88 | 3.38 | 4.19 | 4.46 | 52.5 | 65.5 | Stufen | 2 | /
Höcker-Wärmepumpen GmbH | cop-star 200 PI | 2.74 | 3.38 | 4.39 | 4.69 | 13.22 | 11.5 | Inverter | 1 | ja
FläktGroup | FGAH1005CD4 | 2.9 | 3.38 | 3.82 |  | 3.36 | 4.16 | Inverter | 1 | /
FläktGroup | GLAH2060CD2 | 2.87 | 3.38 | 3.74 |  | 130.9 | 157.1 | Stufen | 2 | /
Mitsubishi Electric Europe B.V | AWR-HT /CA-E /0122 | 2.74 | 3.38 | 4.19 | 4.43 | 23.4 | 29.3 | Stufen | 2 | /
Mitsubishi Electric Europe B.V | AWR-HT-Y /CA-E /0122 | 2.74 | 3.38 | 4.19 | 4.43 | 23.4 | 29.3 | Stufen | 2 | /
Dimplex - Glen Dimplex Deutschland GmbH | LAW (LAK) 6 IMR - Splydro | 2.76 | 3.38 | 4.81 | 5.11 | 4.22 | 4.84 | Inverter | 1 | ja
Dimplex - Glen Dimplex Deutschland GmbH | LA 22 TBS | 2.7 | 3.38 | 3.89 | 4.2 | 11.45 | 14.53 | Stufen | 2 | ja
Schüco International KG | PUHZ-HRP 125 YHA2 + STE 611 RH 7 HE | 2.38 | 3.37 | 4.49 | 4.79 | 9.97 |  | Inverter | 1 | /
Schüco International KG | HTE 14 HP | 2.38 | 3.37 | 4.49 | 4.79 |  | 9.97 | Inverter | 1 | /
Schüco International KG | HTE 25/14 HG | 2.38 | 3.37 | 4.49 | 4.79 |  | 9.97 | Inverter | 1 | /
Mitsubishi Electric Europe B.V | AWR-HT /LN-CA-E /0202 | 2.75 | 3.37 | 4.16 | 4.41 | 42.3 | 53.3 | Stufen | 2 | /
Mitsubishi Electric Europe B.V | AWR-HT-Y /LN-CA-E /0202 | 2.75 | 3.37 | 4.16 | 4.41 | 42.3 | 53.3 | Stufen | 2 | /
FläktGroup | GLAH2040CD2 | 2.81 | 3.37 | 3.74 |  | 78.9 | 97.63 | Stufen | 2 | /
Weishaupt - Max Weishaupt GmbH | WWP L 24 I-2 | 2.72 | 3.36 | 3.9 | 4.06 | 15.7 | 19.87 | Stufen | 2 | ja
REMKO GmbH & Co. KG | CMF 180 | 2.69 | 3.36 | 4.6 | 4.9 | 8 | 9.38 | Inverter | 1 | /
REMKO GmbH & Co. KG | CMF 180 Duo | 2.69 | 3.36 | 4.6 | 4.9 | 16 | 18.76 | Inverter / Stufen | 2 | /
REMKO GmbH & Co. KG | CMT 180 | 2.69 | 3.36 | 4.6 | 4.9 | 8 | 9.38 | Inverter | 1 | /
REMKO GmbH & Co. KG | EMF 150 | 2.69 | 3.36 | 4.6 | 4.9 | 8 | 9.38 | Inverter | 1 | /
REMKO GmbH & Co. KG | EMT 150 | 2.69 | 3.36 | 4.6 | 4.9 | 8 | 9.38 | Inverter | 1 | /
Mitsubishi Electric Europe B.V | AWR-HT /CA-E /0262 | 2.82 | 3.36 | 4.16 | 4.42 | 51.8 | 64.6 | Stufen | 2 | /
Mitsubishi Electric Europe B.V | AWR-HT-Y /CA-E /0262 | 2.82 | 3.36 | 4.16 | 4.42 | 51.8 | 64.6 | Stufen | 2 | /
Höcker-Wärmepumpen GmbH | cop-star 250 PI | 2.57 | 3.36 | 4.38 | 4.68 | 14.36 | 13.1 | Inverter | 1 | ja
FläktGroup | GLAH4161CD2 | 2.99 | 3.36 | 3.68 |  | 349.2 | 398.8 | Stufen | 4 | /
FläktGroup | GLAH2045CD2 | 2.9 | 3.36 | 3.71 |  | 90.59 | 107.6 | Stufen | 2 | /
FläktGroup | GLAH4120CD2 | 2.83 | 3.36 | 3.73 |  | 256.5 | 312.2 | Stufen | 4 | /
FläktGroup | GLAH4060CD2 | 2.8 | 3.36 | 3.71 |  | 125.9 | 157.4 | Stufen | 2 | /
FläktGroup | GLAH4110CD2 | 2.8 | 3.36 | 3.74 |  | 238.8 | 293.8 | Stufen | 4 | /
Dimplex - Glen Dimplex Deutschland GmbH | LI 24 TES | 2.72 | 3.36 | 3.88 | 4.06 | 15.67 | 19.87 | Stufen | 2 | ja
DAIKIN Airconditioning Germany GmbH (Rotex Heating System) | DAIKIN Altherma R F 260l H/C 14kW (LuviType Style 1400 H/X) | 2.58 | 3.36 | 4.25 | 4.6 | 10.75 | 10.13 | Inverter | 1 | ja
DAIKIN Airconditioning Germany GmbH (Rotex Heating System) | Daikin Altherma R W 14kW H/C (H) (HPSU Bi-Bloc 14kW) (LuviType 1400) | 2.58 | 3.36 | 4.3 | 4.6 | 10 | 10.13 | Inverter | 1 | ja
Mitsubishi Electric Europe B.V | PUHZ-SHW 230 YKA + E*SE-**C(D) | 3.34 | 3.36 | 3.65 | 3.95 | 23 | 23 | Inverter | 1 | ja
Dimplex - Glen Dimplex Deutschland GmbH | LA 28 TBS | 2.89 | 3.36 | 3.91 | 4.1 | 16.87 | 20.27 | Stufen | 2 | ja
Panasonic Deutschland | AQUAREA [ WH-UD07FE5 + WH-ADC0309G3E5 ] | 2.89 | 3.35 |  | 4.98 |  | 6.64 | Inverter | 1 | /
Panasonic Deutschland | AQUAREA [ WH-UD07FE5 + WH-SDC(SDF)07F3E5 ] | 2.89 | 3.35 |  | 4.98 |  | 6.64 | Inverter | 1 | ja
Mitsubishi Electric Europe B.V | PUHZ-SW 100 V(Y)HA + E H(R) S (T20) C(D)-V(Y)M 2(6/9) (E) B(C) | 2.84 | 3.35 | 4.24 | 4.54 | 10 | 10.48 | Inverter | 1 | ja
MasterTherm Deutschland | BoxAir BA 45 I | 2.63 | 3.35 | 4.55 | 4.85 | 11.1 | 9.97 | Inverter | 1 | ja
LG Electronics Deutschland GmbH | THERMA V [ HM091M.U43 ] | 2.9 | 3.35 | 4.18 | 4.44 | 9 | 9 | Inverter | 1 | ja
LG Electronics Deutschland GmbH | THERMA V [ HM161M.U33 ] | 2.8 | 3.35 | 4.4 | 4.77 | 14 | 14 | Inverter | 1 | ja
LG Electronics Deutschland GmbH | THERMA V [ HM163M.U33 ] | 2.8 | 3.35 | 4.4 | 4.69 | 16 | 16 | Inverter | 1 | ja
LG Electronics Deutschland GmbH | THERMA V HU091MR.U44 | 2.5 | 3.35 | 4.65 | 4.97 | 9 | 9 | Inverter | 1 | ja
Heizwelt GmbH | hwTEC LWS 11 | 2.44 | 3.35 | 4.58 | 4.88 |  | 7.55 | Inverter | 1 | /
Fujitsu General (Euro) GmbH | Waterstage Compact 5 kW [WPYA050LG + WSYP100DF(G)6] | 2.64 | 3.35 | 4.3 | 4.6 | 5.17 | 3.67 | Inverter | 1 | ja
Fujitsu General (Euro) GmbH | Waterstage Monoblock Compact 5 kW [WPYA050LG] | 2.64 | 3.35 | 4.3 | 4.6 | 5.17 | 3.67 | Inverter | 1 | ja
FläktGroup | GLAH2070CD2 | 2.98 | 3.35 | 3.69 |  | 153.4 | 175.4 | Stufen | 2 | /
DAIKIN Airconditioning Germany GmbH (Rotex Heating System) | Daikin Altherma R W 16kW H/C (H) (HPSU Bi-Bloc 16kW) (LuviType 1600) | 2.64 | 3.35 | 4.25 | 4.5 | 11.1 | 11.1 | Inverter | 1 | ja
DAIKIN Airconditioning Germany GmbH (Rotex Heating System) | HPSU monobloc compact 14 kW | 2.61 | 3.35 | 4.59 | 4.7 | 10.5 | 10.2 | Inverter | 1 | ja
Zubatherm GmbH | LWP-Z11 | 2.45 | 3.34 | 4.09 | 4.41 | 10.95 | 7.25 | Inverter | 1 | /
Weishaupt - Max Weishaupt GmbH | WWP L 20 I-2 | 2.91 | 3.34 | 4 | 4.5 | 12.8 | 14.75 | Stufen | 2 | ja
Toshiba - Beijer Ref Deutschland GmbH | ESTIA 8 kW (Serie 05) [HWS-805H-E ¦ HWS-80 XWH M3(T6/T9)-E] | 2.65 | 3.34 | 4.35 | 4.65 | 5.2 | 5.41 | Inverter | 1 | ja
REMKO GmbH & Co. KG | WKF 85 | 2.77 | 3.34 | 4.37 | 4.67 |  | 4.87 | Inverter | 1 | ja
Mitsubishi Electric Europe B.V | Ecodan EH-S20-HRP 140Y | 2.38 | 3.34 | 4.55 | 4.85 | 12.5 | 10.55 | Inverter | 1 | ja
Mitsubishi Electric Europe B.V | PUHZ-HRP 125 YHA2 + Ecodan Speicher EHST 20BYS9-H | 2.38 | 3.34 | 4.55 | 4.85 | 12.5 | 10.55 | Inverter | 1 | ja
MAXA - Advantix S.p.A. | i-HP 0250 LT (V.415) | 2.63 | 3.34 | 3.93 |  | 43.25 | 46.75 | Inverter | 1 | /
FläktGroup | GLAH6171CD2 | 2.92 | 3.34 | 3.67 |  | 366 | 425.5 | Stufen | 6 | /
FläktGroup | GLAH4090CD2 | 2.74 | 3.34 | 3.73 |  | 198 | 245.7 | Stufen | 4 | /
FläktGroup | GLAH4070CD2 | 2.72 | 3.34 | 3.75 |  | 146.5 | 181.7 | Stufen | 2 | /
Dimplex - Glen Dimplex Deutschland GmbH | LI 20 TES | 2.91 | 3.34 | 3.95 | 4.5 | 12.8 | 14.75 | Stufen | 2 | ja
Viessmann Werke GmbH & Co KG | Vitocal 200-S AWB(-AC) 201.A10 | 2.5 | 3.33 | 4.5 | 4.8 | 8.72 | 7.68 | Inverter | 1 | /
SunHybrid GmbH | Sunhybrid SH14 + Mitsubishi PUHZ-HRP 100 YHA2 | 2.41 | 3.33 | 4.56 | 4.86 | 11.97 | 8.43 | Inverter | 1 | /
Solarbayer GmbH | Solarbayer WP 16 AM | 3.03 | 3.33 | 4.42 | 4.72 |  | 10.84 | Inverter | 1 | /
Mitsubishi Electric Europe B.V | PUHZ-SW 50 VHA + E H(R) S (T20) C(D)-V(Y)M 2(6/9) (E) B(C) | 2.86 | 3.33 | 4.45 | 4.75 | 4.4 | 5.04 | Inverter | 1 | ja
MAXA - Advantix S.p.A. | i-MAX 0695 (V.415) | 2.44 | 3.33 | 3.91 |  | 67.01 | 83.47 | Inverter | 1 | /
Junkers Bosch Thermotechnik GmbH | Supraeco SAS ODU 75-ASE (ASB) | 2.51 | 3.33 | 4.45 | 4.75 | 6.08 | 6.42 | Inverter | 1 | ja
Johnson Controls | YORK AMICHI (YMPA0130PE 32X) | 2.26 | 3.33 | 4.43 |  | 64.45 | 39.78 | Inverter / Stufen | 4 | /
Fujitsu General (Euro) GmbH | Waterstage High Power 14 kW [WOYK140LCTA + WSYK160DG9] | 2.46 | 3.33 | 4.66 | 4.96 | 12.56 | 7.74 | Inverter | 1 | ja
Fujitsu General (Euro) GmbH | Waterstage High Power DHWi 14 kW [WOYK140LCTA + WGYK160DG9] | 2.46 | 3.33 | 4.66 | 4.96 | 12.56 | 7.74 | Inverter | 1 | ja
Fujitsu General (Euro) GmbH | Waterstage High Power 14 kW [WOYK140LCTA + WSYK160DC9] | 2.46 | 3.33 | 4.66 | 4.96 |  | 7.74 | Inverter | 1 | /
Fujitsu General (Euro) GmbH | Waterstage High Power DHWi 14 kW [WOYK140LCTA + WGYK160DD9] | 2.46 | 3.33 | 4.66 | 4.96 | 12.56 | 7.74 | Inverter | 1 | /
Fujitsu General (Euro) GmbH | Waterstage High Power 14 kW [WOYK140LCT + WSYK160DC9(WGYK160DD9)] | 2.46 | 3.33 | 4.66 | 4.96 | 12.56 | 7.74 | Inverter | 1 | /
Fujitsu General (Euro) GmbH | Waterstage High Power 14 kW [WOHK140LCTA + WSHG140DG] | 2.46 | 3.33 | 4.66 | 4.96 | 12.56 | 7.74 | Inverter | 1 | ja
Fujitsu General (Euro) GmbH | Waterstage High Power DHWi 14 kW [WOHK140LCTA + WGHG140DG] | 2.46 | 3.33 | 4.66 | 4.96 | 12.56 | 7.74 | Inverter | 1 | ja
Fujitsu General (Euro) GmbH | Waterstage High Power 14 kW [WOHK140LCTA + WSHK160DC9] | 2.46 | 3.33 | 4.66 | 4.96 | 12.56 | 7.74 | Inverter | 1 | /
Fujitsu General (Euro) GmbH | Waterstage High Power DHWi 14 kW [WOHK140LCTA + WGHK160DD9] | 2.46 | 3.33 | 4.66 | 4.96 | 12.56 | 7.74 | Inverter | 1 | /
Fujitsu General (Euro) GmbH | Waterstage High Power 14 kW [WOHK140LCT + WSHK160DC9(WGHK160DD9)] | 2.46 | 3.33 | 4.66 | 4.96 | 12.56 | 7.74 | Inverter | 1 | /
FläktGroup | GLAH6181CD2 | 2.81 | 3.33 | 3.67 |  | 381.6 | 461.9 | Stufen | 6 | /
FläktGroup | GLAH4131CD2 | 2.77 | 3.33 | 3.69 |  | 270.8 | 334 | Stufen | 4 | /
Austria Email GmbH | LWP 14 Eco HT | 2.46 | 3.33 | 4.66 | 4.96 |  | 7.74 | Inverter | 1 | ja
Austria Email GmbH | LWPK 14 Eco HT | 2.46 | 3.33 | 4.66 | 4.96 |  | 7.74 | Inverter | 1 | ja
AIRWELL Deutschland GmbH | Aqu@heat Advance Split 012 | 2.57 | 3.33 | 4.54 | 4.84 | 8.72 | 7.68 | Inverter | 1 | /
Solarbayer GmbH | Solarbayer WP 14 AM | 2.93 | 3.32 | 4.44 | 4.74 |  | 9.6 | Inverter | 1 | /
Mitsubishi Electric Europe B.V | AWR-HT /CA-E /0524 | 2.76 | 3.32 | 4.1 | 4.35 | 103 | 131 | Stufen | 4 | /
Mitsubishi Electric Europe B.V | AWR-HT /LN-CA-E /0524 | 2.76 | 3.32 | 4.1 | 4.35 | 103 | 131 | Stufen | 4 | /
Mitsubishi Electric Europe B.V | AWR-HT-Y /CA-E /0524 | 2.76 | 3.32 | 4.1 | 4.35 | 103 | 131 | Stufen | 4 | /
Mitsubishi Electric Europe B.V | AWR-HT-Y /LN-CA-E /0524 | 2.76 | 3.32 | 4.1 | 4.35 | 103 | 131 | Stufen | 4 | /
Mitsubishi Electric Europe B.V | AWR-HT /CA-E /0202 | 2.73 | 3.32 | 4.13 | 4.39 | 42 | 52.8 | Stufen | 2 | /
Mitsubishi Electric Europe B.V | AWR-HT-Y /CA-E /0202 | 2.73 | 3.32 | 4.13 | 4.39 | 42 | 52.8 | Stufen | 2 | /
Mitsubishi Electric Europe B.V | AWR-HT /CA-E /0152 | 2.67 | 3.32 | 4.12 | 4.39 | 29.9 | 39.2 | Stufen | 2 | /
Mitsubishi Electric Europe B.V | AWR-HT-Y /CA-E /0152 | 2.67 | 3.32 | 4.12 | 4.39 | 29.9 | 39.2 | Stufen | 2 | /
Johnson Controls | YORK AMICHI (YMPA0200PE 32X) | 2.37 | 3.32 | 4.77 |  | 94.75 | 58.41 | Inverter / Stufen | 6 | /
Gorenje, d.d. | Aerogor ECO COMPACT Inverter 10A | 2.65 | 3.32 | 4.19 | 4.49 |  | 4.32 | Inverter | 1 | /
Gorenje, d.d. | Aerogor ECO Inverter 10A | 2.65 | 3.32 | 4.19 | 4.49 |  | 4.32 | Inverter | 1 | /
Gorenje, d.d. | Aerogor ECO Inverter 10AS | 2.65 | 3.32 | 4.19 | 4.49 |  | 4.32 | Inverter | 1 | /
Gorenje, d.d. | Aerogor ECO Inverter 10AS (ALL-IN-ONE) | 2.65 | 3.32 | 4.19 | 4.49 |  | 4.32 | Inverter | 1 | /
FläktGroup | GLAH2080CD2 | 3.08 | 3.32 | 3.62 |  | 177.8 | 193.4 | Stufen | 2 | /
FläktGroup | GLAH4100CD2 | 2.78 | 3.32 | 3.7 |  | 222.2 | 270.8 | Stufen | 4 | /
DAIKIN Airconditioning Germany GmbH (Rotex Heating System) | EWYQ050CAWP | 2.33 | 3.32 | 5.2 |  | 40.9 | 50.1 | Inverter/Stufen | 4 | nein
Brötje - August Brötje GmbH | BLW Split 4 B / Split 4-K B | 2.8 | 3.32 | 4.53 | 4.83 | 2.83 | 3.76 | Inverter | 1 | ja
Remeha | HP PUHZ-W50 | 2.78 | 3.31 | 4.27 | 4.57 |  | 3.26 | Inverter | 1 | ja
OERTLI-ROHLEDER Wärmetechnik GmbH | PUHZ-W50 VHA | 2.78 | 3.31 | 4.27 | 4.57 |  | 3.26 | Inverter | 1 | /
Mitsubishi Electric Europe B.V | PUHZ-W50 VHA-BS | 2.78 | 3.31 | 4.27 | 4.57 | 5.5 | 3.26 | Inverter | 1 | ja
Mitsubishi Electric Europe B.V | AWR-HT /LN-CA-E /0152 | 2.7 | 3.31 | 4.1 | 4.37 | 30.5 | 39 | Stufen | 2 | /
Mitsubishi Electric Europe B.V | AWR-HT-Y /LN-CA-E /0152 | 2.7 | 3.31 | 4.1 | 4.37 | 30.5 | 39 | Stufen | 2 | /
MAXA - Advantix S.p.A. | i-MAX 06115 (V.415) | 2.36 | 3.31 | 3.9 |  | 77.53 | 96.51 | Inverter | 1 | /
Johnson Controls Hitachi Air Conditioning Europe SAS | YUTAKI S 10 [RAS-10WHNP + RWM-10.0NE] | 2.46 | 3.31 | 4.29 | 4.59 | 16.5 | 13 | Inverter | 1 | ja
Hoval Aktiengesellschaft | Belaria twin I (20) | 3.1 | 3.31 | 4.2 | 4.5 |  | 17.14 | Stufen | 2 | ja
H2Q Energy GmbH | H2Q-1200 | 2.7 | 3.31 | 4 | 4.28 | 7.6 | 9.13 | Inverter | 1 | /
DAIKIN Airconditioning Germany GmbH (Rotex Heating System) | HPSU monobloc compact 16 kW | 2.61 | 3.31 | 4.32 | 4.5 | 11.3 | 10.9 | Inverter | 1 | ja
Wolf GmbH | BWL-1S(B)-16 | 2.5 | 3.3 | 3.6 | 3.9 | 10.9 | 11 | Inverter | 1 | ja
Weishaupt - Max Weishaupt GmbH | WWP L 11 AERS | 2.69 | 3.3 | 4.43 | 4.73 | 5.44 | 6.71 | Inverter | 1 | /
Viessmann Werke GmbH & Co KG | Vitocaldens 222-F Typ HAWB-M 222.A23 | 2.58 | 3.3 | 4.64 |  | 3.2 | 3 | Inverter | 1 | ja
Viessmann Werke GmbH & Co KG | Vitocaldens 222-F Typ HAWB-M-AC 222.A23 | 2.58 | 3.3 | 4.64 |  | 3.2 | 3 | Inverter | 1 | ja
REMKO GmbH & Co. KG | CMF 85 | 2.76 | 3.3 | 4.34 | 4.64 | 4.52 | 4.92 | Inverter | 1 | /
REMKO GmbH & Co. KG | CMT 85 | 2.76 | 3.3 | 4.34 | 4.64 | 4.52 | 4.92 | Inverter | 1 | /
Johnson Controls | YORK AMICHI (YMPA0200PE 32L) | 2.41 | 3.3 | 4.79 |  | 92.16 | 56.79 | Inverter / Stufen | 6 | /
Brötje - August Brötje GmbH | BLW Split-P 22 C | 2.94 | 3.3 | 3.96 | 4.26 |  | 10.41 | Inverter | 1 | ja
Thermic Energy RZ GmbH | WP-D I 10kW | 2.41 | 3.29 | 4.31 | 4.61 |  | 5.78 | Inverter | 1 | ja
Johnson Controls | YORK AMICHI (YMPA0130PE 32L) | 2.3 | 3.29 | 4.36 |  | 62.64 | 38.65 | Inverter / Stufen | 4 | /
Hoval Aktiengesellschaft | Belaria twin IR (20) | 2.79 | 3.29 | 4.11 | 4.41 |  | 17.41 | Stufen | 2 | ja
Fujitsu General (Euro) GmbH | Waterstage Compact 8 kW [WPYA080LE + WSYP100DF(G)6] | 2.37 | 3.29 | 4.28 | 4.58 | 6.95 | 4.77 | Inverter | 1 | ja
Fujitsu General (Euro) GmbH | Waterstage Compact 8 kW [WPYA080LG + WSYP100DF(G)6] | 2.37 | 3.29 | 4.28 | 4.58 | 6.95 | 4.77 | Inverter | 1 | ja
Fujitsu General (Euro) GmbH | Waterstage Monoblock Compact 8 kW [WPYA080LG] | 2.37 | 3.29 | 4.28 | 4.58 | 6.95 | 4.77 | Inverter | 1 | ja
FläktGroup | FGAH1008CD4 | 2.76 | 3.29 | 3.68 |  | 8.07 | 9.99 | Inverter | 1 | /
DAIKIN Airconditioning Germany GmbH (Rotex Heating System) | DAIKIN Altherma R ECH2O 516 H/C (Biv) 11kW (HPSU compact 516 11kW) | 2.45 | 3.29 | 4.47 | 4.6 | 6 | 7.74 | Inverter | 1 | ja
DAIKIN Airconditioning Germany GmbH (Rotex Heating System) | EWYQ050CAWN | 2.32 | 3.29 | 5.05 |  | 41.1 | 50.3 | Inverter/Stufen | 4 | nein
OCHSNER Wärmepumpen GmbH | OCHSNER AIR 109 C (T200) BASIC | 2.64 | 3.28 | 4.44 | 4.83 |  | 2.55 | Inverter | 1 | ja
Fujitsu General (Euro) GmbH | Waterstage Comfort 5 kW [WOYA060LFCA + WSYA050DG6] | 2.89 | 3.28 | 4.45 | 4.75 |  | 4.51 | Inverter | 1 | ja
Fujitsu General (Euro) GmbH | Waterstage Comfort DHWi 5 kW [WOYA060LFCA + WGYA050DG6] | 2.89 | 3.28 | 4.45 | 4.75 |  | 4.51 | Inverter | 1 | ja
Fujitsu General (Euro) GmbH | Waterstage Comfort 5 kW [WOYA060LFCA + WSYA050DD6] | 2.89 | 3.28 | 4.45 | 4.75 |  | 4.51 | Inverter | 1 | /
Fujitsu General (Euro) GmbH | Waterstage Comfort DHWi 5 kW [WOYA060LFCA + WGYA050DD6] | 2.89 | 3.28 | 4.45 | 4.75 |  | 4.51 | Inverter | 1 | /
Fujitsu General (Euro) GmbH | Waterstage Comfort 5 kW [WOYA060LDC + WSYA(WGYA)050DD6] | 2.89 | 3.28 | 4.45 | 4.75 |  | 4.51 | Inverter | 1 | /
Fujitsu General (Euro) GmbH | Waterstage Comfort 5 kW [WOHA060LFCA + WSHA050DG] | 2.89 | 3.28 | 4.45 | 4.75 |  | 4.51 | Inverter | 1 | ja
Fujitsu General (Euro) GmbH | Waterstage Comfort DHWi 5 kW [WOHA060LFCA + WGHA050DG] | 2.89 | 3.28 | 4.45 | 4.75 |  | 4.51 | Inverter | 1 | ja
Fujitsu General (Euro) GmbH | Waterstage Comfort 5 kW [WOHA060LFCA + WSHA050DD6] | 2.89 | 3.28 | 4.45 | 4.75 |  | 4.51 | Inverter | 1 | /
Fujitsu General (Euro) GmbH | Waterstage Comfort DHWi 5 kW [WOHA060LFCA + WGHA050DD6] | 2.89 | 3.28 | 4.45 | 4.75 |  | 4.51 | Inverter | 1 | /
Fujitsu General (Euro) GmbH | Waterstage Comfort 5 kW [WOHA060LDC + WSHA(WGHA)050DD6] | 2.89 | 3.28 | 4.45 | 4.75 |  | 4.51 | Inverter | 1 | /
Austria Email GmbH | LWP 5 Eco | 2.89 | 3.28 | 4.45 | 4.75 |  | 4.51 | Inverter | 1 | ja
Austria Email GmbH | LWPK 5 Eco | 2.89 | 3.28 | 4.45 | 4.75 |  | 4.51 | Inverter | 1 | ja
Toshiba - Beijer Ref Deutschland GmbH | ESTIA 14 kW (Serie 04) [HWS-1404H8-E1 ¦ HWS-1404 XWH M3(T6/T9)-E1] | 2.87 | 3.27 | 4.54 | 4.84 | 9.34 | 8.58 | Inverter | 1 | /
Toshiba - Beijer Ref Deutschland GmbH | ESTIA 14 kW (Serie 05) [HWS-1405H8-E ¦ HWS-1405 XWH M3(T6/T9)-E] | 2.87 | 3.27 | 4.54 | 4.84 | 9.34 | 8.58 | Inverter | 1 | ja
Mitsubishi Electric Europe B.V | PUHZ-SW 120 V(Y)HA + EH(R)ST**C(D)-**B(C)(D) | 2.85 | 3.27 | 4.1 | 4.4 | 12 | 12.58 | Inverter | 1 | ja
Mitsubishi Electric Europe B.V | AWR-HT /CA-E /0604 | 2.66 | 3.27 | 4.03 | 4.25 | 123 | 156 | Stufen | 4 | /
Mitsubishi Electric Europe B.V | AWR-HT /LN-CA-E /0604 | 2.66 | 3.27 | 4.03 | 4.25 | 123 | 156 | Stufen | 4 | /
Mitsubishi Electric Europe B.V | AWR-HT-Y /CA-E /0604 | 2.66 | 3.27 | 4.03 | 4.25 | 123 | 156 | Stufen | 4 | /
Mitsubishi Electric Europe B.V | AWR-HT-Y /LN-CA-E /0604 | 2.66 | 3.27 | 4.03 | 4.25 | 123 | 156 | Stufen | 4 | /
Mitsubishi Electric Europe B.V | PUHZ-HRP 100 V(Y)HA2 + EH-SGK 125 | 2.23 | 3.27 | 4.38 | 4.68 | 10 | 8.44 | Inverter | 1 | ja
Heizwelt GmbH | hwTEC LWS 11+ | 2.23 | 3.27 | 4.38 | 4.68 |  | 8.44 | Inverter | 1 | /
Eschenfelder KKU GmbH | Mitsubishi PUHZ-HRP 100 YHA2 + EH-SGK 125 | 2.23 | 3.27 | 4.38 | 4.68 | 11.87 | 8.44 | Inverter | 1 | /
Brötje - August Brötje GmbH | BLW Split 16 B / Split 16-K B | 2.74 | 3.27 | 4.22 | 4.52 | 9.83 | 12.9 | Inverter | 1 | ja
Samsung Klimatechnik | ECO Split [AE 160 JXEDEH/EU + AE 160 JNYDEH/EU] | 2.53 | 3.26 | 4.26 | 4.61 | 13.8 | 13.7 | Inverter | 1 | /
Samsung Klimatechnik | ECO Split [AE 160 JXEDGH/EU + AE 160 JNYDGH/EU] | 2.53 | 3.26 | 4.26 | 4.61 | 13.8 | 13.7 | Inverter | 1 | /
Johnson Controls | YORK AMICHI (YMPA0230PE 32L) | 2.37 | 3.26 | 4.34 |  | 115.9 | 71.48 | Inverter / Stufen | 7 | /
Johnson Controls | YORK AMICHI (YMPA0065PE 32L) | 2.36 | 3.26 | 4.55 |  | 28.26 | 17.42 | Inverter / Stufen | 2 | /
Weishaupt - Max Weishaupt GmbH | WWP L 28 I-2 | 2.82 | 3.26 | 3.6 | 3.55 | 21.9 | 25.19 | Stufen | 2 | ja
Dimplex - Glen Dimplex Deutschland GmbH | LI 28 TES | 2.82 | 3.26 | 3.5 | 3.55 | 21.63 | 25.19 | Stufen | 2 | ja
Brötje - August Brötje GmbH | BLW Split-P 27 C | 2.56 | 3.26 | 3.74 | 4.04 |  | 10.57 | Inverter | 1 | ja
Viessmann Werke GmbH & Co KG | Vitocal 200-S AWB(-AC) 201.A13 (B13) | 2.62 | 3.25 | 4.29 | 4.4 | 9.14 | 10.6 | Inverter | 1 | ja
Viessmann Werke GmbH & Co KG | Vitocal 222-S AWT-AC 221.A13 | 2.62 | 3.25 | 4.29 | 4.4 | 9.14 | 10.6 | Inverter | 1 | ja
Viessmann Werke GmbH & Co KG | Vitocal 242-S AWT-AC 241.A13 | 2.62 | 3.25 | 4.29 | 4.4 | 9.14 | 10.6 | Inverter | 1 | ja
Toshiba - Beijer Ref Deutschland GmbH | ESTIA 11 kW (Serie 04) [HWS-1104H8(R)-E1 ¦ HWS-1404 XWH M3(T6/T9)-E1] | 2.95 | 3.25 | 4.88 | 5.18 | 6.41 | 6.79 | Inverter | 1 | /
Toshiba - Beijer Ref Deutschland GmbH | ESTIA 11 kW (Serie 05) [HWS-1105H8(R)-E ¦ HWS-1405 XWH M3(T6/T9)-E] | 2.95 | 3.25 | 4.88 | 5.18 | 6.41 | 6.79 | Inverter | 1 | ja
Johnson Controls | YORK AMICHI (YMPA0160PE 32X) | 2.5 | 3.25 | 4.85 |  | 82.08 | 50.57 | Inverter / Stufen | 5 | /
Gorenje, d.d. | Aerogor POWER EVI Inverter 15A | 2.49 | 3.25 | 3.97 | 4.27 |  | 6.58 | Inverter | 1 | /
Gorenje, d.d. | Aerogor POWER EVI Inverter 15AS | 2.49 | 3.25 | 3.97 | 4.27 |  | 6.58 | Inverter | 1 | /
Fujitsu General (Euro) GmbH | Waterstage Super High Power 15 kW [WOYK150LJL + WSYK170DJ9] | 2.9 | 3.25 | 4.33 | 4.63 | 15.93 | 13.2 | Inverter | 1 | ja
Fujitsu General (Euro) GmbH | Waterstage Super High Power 15 kW [WOYK150LJL + WGYK170DJ9] | 2.9 | 3.25 | 4.33 | 4.63 | 15.93 | 13.2 | Inverter | 1 | ja
Fujitsu General (Euro) GmbH | Waterstage High Power 16 kW [WOYK160LCTA + WSYK160DG9] | 2.5 | 3.25 | 4.66 | 4.96 |  | 8.3 | Inverter | 1 | ja
Fujitsu General (Euro) GmbH | Waterstage High Power DHWi 16 kW [WOYK160LCTA + WGYK160DG9] | 2.5 | 3.25 | 4.66 | 4.96 |  | 8.3 | Inverter | 1 | ja
Fujitsu General (Euro) GmbH | Waterstage High Power 16 kW [WOYK160LCTA + WSYK160DC9] | 2.5 | 3.25 | 4.66 | 4.96 |  | 8.3 | Inverter | 1 | /
Fujitsu General (Euro) GmbH | Waterstage High Power DHWi 16 kW [WOYK160LCTA + WGYK160DD9] | 2.5 | 3.25 | 4.66 | 4.96 |  | 8.3 | Inverter | 1 | /
Fujitsu General (Euro) GmbH | Waterstage High Power 16 kW [WOYK160LCT + WSYK160DC9(WGYK160DD9)] | 2.5 | 3.25 | 4.66 | 4.96 |  | 8.3 | Inverter | 1 | /
Fujitsu General (Euro) GmbH | Waterstage High Power 16 kW [WOHK160LCTA + WSHG140DG] | 2.5 | 3.25 | 4.66 | 4.96 |  | 8.3 | Inverter | 1 | ja
Fujitsu General (Euro) GmbH | Waterstage High Power DHWi 16 kW [WOHK160LCTA + WGHG140DG] | 2.5 | 3.25 | 4.66 | 4.96 |  | 8.3 | Inverter | 1 | ja
Fujitsu General (Euro) GmbH | Waterstage High Power 16 kW [WOHK160LCTA + WSHK160DC9] | 2.5 | 3.25 | 4.66 | 4.96 |  | 8.3 | Inverter | 1 | /
Fujitsu General (Euro) GmbH | Waterstage High Power DHWi 16 kW [WOHK160LCTA + WGHK160DD9] | 2.5 | 3.25 | 4.66 | 4.96 |  | 8.3 | Inverter | 1 | /
Fujitsu General (Euro) GmbH | Waterstage High Power 16 kW [WOHK160LCT + WSHK160DC9(WGHK160DD9)] | 2.5 | 3.25 | 4.66 | 4.96 |  | 8.3 | Inverter | 1 | /
DAIKIN Airconditioning Germany GmbH (Rotex Heating System) | DAIKIN Altherma R F 260l H/C 16kW (LuviType Style 1600 H/X) | 2.54 | 3.25 | 4.16 | 4.47 | 11.43 | 10.95 | Inverter | 1 | ja
Austria Email GmbH | LWP 16 Eco HT | 2.5 | 3.25 | 4.66 | 4.96 |  | 8.3 | Inverter | 1 | ja
Austria Email GmbH | LWPK 16 Eco HT | 2.5 | 3.25 | 4.66 | 4.96 |  | 8.3 | Inverter | 1 | ja
Johnson Controls | YORK AMICHI (YMPA0045PE 32X) | 2.4 | 3.25 | 4.38 |  | 25.76 | 15.92 | Inverter / Stufen | 2 | /
AIRWELL Deutschland GmbH | Aqu@heat Advance Split 014 | 2.62 | 3.25 | 4.1 | 4.4 | 8.47 | 10.6 | Inverter | 1 | /
Viessmann Werke GmbH & Co KG | Vitocaldens 222-F Typ HAWB-M 222.A26 | 2.49 | 3.24 | 4.35 | 4.65 | 6.6 | 5.6 | Inverter | 1 | ja
Viessmann Werke GmbH & Co KG | Vitocaldens 222-F Typ HAWB-M-AC 222.A26 | 2.49 | 3.24 | 4.35 | 4.65 | 6.6 | 5.6 | Inverter | 1 | ja
Viessmann Werke GmbH & Co KG | Vitolacaldens 222-F Typ HAWB-M 222.A30 | 2.49 | 3.24 | 4.35 | 4.65 | 6.6 | 5.6 | Inverter | 1 | ja
REMKO GmbH & Co. KG | CMF 160 | 2.57 | 3.24 | 4.42 | 4.72 | 8.2 | 9.56 | Inverter | 1 | /
REMKO GmbH & Co. KG | CMT 160 | 2.57 | 3.24 | 4.42 | 4.72 | 8.2 | 9.56 | Inverter | 1 | /
MHG Heiztechnik GmbH | ThermiAir 16 | 2.57 | 3.24 |  | 4.72 |  | 9.56 | Inverter | 1 | /
MHG Heiztechnik GmbH | EcoStar Hybrid (515-16 / 518-16 / 522-16 / 527-16) | 2.57 | 3.24 |  | 4.72 |  | 9.56 | Inverter | 1 | /
Johnson Controls | YORK AMICHI (YMPA0160PE 32L) | 2.53 | 3.24 | 4.87 |  | 81.25 | 50.05 | Inverter / Stufen | 5 | /
Intercal Wärmetechnik GmbH | Ecoheat Pump LWE 16 (H) | 2.57 | 3.24 |  | 4.72 |  | 9.56 | Inverter | 1 | /
Intercal Wärmetechnik GmbH | Ecoheat Hybrid 16 | 2.57 | 3.24 |  | 4.72 |  | 9.56 | Inverter | 1 | /
Fujitsu General (Euro) GmbH | Waterstage Comfort 6 kW [WOYA060LFCA + WSYA100DG6] | 2.64 | 3.24 | 4.26 | 4.56 |  | 4.95 | Inverter | 1 | ja
Fujitsu General (Euro) GmbH | Waterstage Comfort DHWi 6 kW [WOYA060LFCA + WGYA100DG6] | 2.64 | 3.24 | 4.26 | 4.56 |  | 4.95 | Inverter | 1 | ja
Fujitsu General (Euro) GmbH | Waterstage Comfort 6 kW [WOYA060LFCA + WSYA100DD6] | 2.64 | 3.24 | 4.26 | 4.56 |  | 4.95 | Inverter | 1 | /
Fujitsu General (Euro) GmbH | Waterstage Comfort DHWi 6 kW [WOYA060LFCA + WGYA100DD6] | 2.64 | 3.24 | 4.26 | 4.56 |  | 4.95 | Inverter | 1 | /
Fujitsu General (Euro) GmbH | Waterstage Comfort 6 kW [WOYA060LDC + WSYA(WGYA)100DD6] | 2.64 | 3.24 | 4.26 | 4.56 |  | 4.95 | Inverter | 1 | /
Fujitsu General (Euro) GmbH | Waterstage Comfort 6 kW [WOHA060LFCA + WSHA100DG] | 2.64 | 3.24 | 4.26 | 4.56 |  | 4.95 | Inverter | 1 | ja
Fujitsu General (Euro) GmbH | Waterstage Comfort DHWi 6 kW [WOHA060LFCA + WGHA100DG] | 2.64 | 3.24 | 4.26 | 4.56 |  | 4.95 | Inverter | 1 | ja
Fujitsu General (Euro) GmbH | Waterstage Comfort 6 kW [WOHA060LFCA + WSHA100DD6] | 2.64 | 3.24 | 4.26 | 4.56 |  | 4.95 | Inverter | 1 | /
Fujitsu General (Euro) GmbH | Waterstage Comfort DHWi 6 kW [WOHA060LFCA + WGHA100DD6] | 2.64 | 3.24 | 4.26 | 4.56 |  | 4.95 | Inverter | 1 | /
Fujitsu General (Euro) GmbH | Waterstage Comfort 6 kW [WOHA060LDC + WSHA(WGHA)100DD6] | 2.64 | 3.24 | 4.26 | 4.56 |  | 4.95 | Inverter | 1 | /
Austria Email GmbH | LWP 6 Eco | 2.64 | 3.24 | 4.26 | 4.56 |  | 4.95 | Inverter | 1 | ja
Austria Email GmbH | LWPK 6 Eco | 2.64 | 3.24 | 4.26 | 4.56 |  | 4.95 | Inverter | 1 | ja
Johnson Controls | YORK AMICHI (YMPA0045PE 32L) | 2.47 | 3.24 | 4.47 |  | 23.48 | 14.5 | Inverter / Stufen | 2 | /
OCHSNER Wärmepumpen GmbH | OCHSNER AIR 416 C (T200) BASIC | 2.32 | 3.23 | 4.44 | 4.7 |  | 6.85 | Inverter | 1 | ja
Johnson Controls | YORK AMICHI (YMPA0260PE 32X) | 2.33 | 3.22 | 4.39 |  | 129.6 | 81.68 | Inverter / Stufen | 8 | /
Gorenje, d.d. | Aerogor POWER EVI Inverter 18A | 2.51 | 3.22 | 3.96 | 4.26 |  | 8.19 | Inverter | 1 | /
Gorenje, d.d. | Aerogor POWER EVI Inverter 18AS | 2.51 | 3.22 | 3.96 | 4.26 |  | 8.19 | Inverter | 1 | /
DAIKIN Airconditioning Germany GmbH (Rotex Heating System) | DAIKIN Altherma R ECH2O 516 H/C (Biv) 14kW (HPSU compact 516 14kW) | 2.58 | 3.22 | 4.27 | 4.41 | 8.3 | 9.57 | Inverter | 1 | ja
Johnson Controls | YORK AMICHI - S (YVAG012) | 2.64 | 3.21 | 3.66 |  | 8.1 | 10.3 | Inverter | 1 | /
Johnson Controls | YORK AMICHI (YMPA0230PE 32X) | 2.33 | 3.21 | 4.32 |  | 118.17 | 72.9 | Inverter / Stufen | 7 | /
Johnson Controls | YORK AMICHI (YMPA0065PE 32X) | 2.27 | 3.21 | 4.29 |  | 31.13 | 19.2 | Inverter / Stufen | 2 | /
Weishaupt - Max Weishaupt GmbH | WWP LS 13-B R E | 2.56 | 3.2 | 4.12 | 4.42 | 9.5 | 9.64 | Inverter | 1 | ja
Hoval Aktiengesellschaft | Belaria twin IR (15) | 2.72 | 3.2 | 4 | 4.3 |  | 12.32 | Stufen | 2 | ja
DAIKIN Airconditioning Germany GmbH (Rotex Heating System) | EWYQ064CAWP | 2.14 | 3.2 | 5.63 |  | 53.2 | 62.7 | Inverter/Stufen | 6 | nein
Brötje - August Brötje GmbH | BLW Split 11 B / Split 11-K B | 2.88 | 3.2 | 4.65 | 4.95 | 8.09 | 10.19 | Inverter | 1 | ja
Panasonic Deutschland | AQUAREA [ WH-MDC07H3E5 ] | 2.77 | 3.19 | 4.57 | 4.87 | 5.85 | 2.44 | Inverter | 1 | ja
Johnson Controls | YORK AMICHI - S (YVAG014) | 2.54 | 3.19 | 3.61 |  | 9.4 | 11.9 | Inverter | 1 | /
Johnson Controls | YORK AMICHI - S (YVAG018) | 2.53 | 3.19 | 3.47 |  | 14.3 | 18.9 | Inverter | 1 | /
Johnson Controls | YORK AMICHI (YMPA0100PE 32X) | 2.32 | 3.19 | 4.49 |  | 50.58 | 31.2 | Inverter / Stufen | 3 | /
DAIKIN Airconditioning Germany GmbH (Rotex Heating System) | EWYQ032CAWP | 2.13 | 3.19 | 5.62 |  | 26.5 | 31.2 | Inverter/Stufen | 3 | nein
Panasonic Deutschland | AQUAREA [ WH-UX16FE8 + WH-ADC0916G9E8 ] | 2.61 | 3.18 |  | 4.94 |  | 15.92 | Inverter | 1 | ja
Panasonic Deutschland | AQUAREA [ WH-UX16FE8 + WH-SXC16F9E8 ] | 2.61 | 3.18 |  | 4.94 |  | 15.92 | Inverter | 1 | ja
Panasonic Deutschland | AQUAREA [ WH-UH12FE8 + WH-SHF12F9E8 ] | 2.52 | 3.18 | 4.48 | 4.78 |  | 11.53 | Inverter | 1 | ja
Mitsubishi Electric Europe B.V | AWR-HT /CA-E /0404 | 2.64 | 3.18 | 3.93 | 4.18 | 81.9 | 104 | Stufen | 4 | /
Mitsubishi Electric Europe B.V | AWR-HT /LN-CA-E /0404 | 2.64 | 3.18 | 3.93 | 4.18 | 81.9 | 104 | Stufen | 4 | /
Mitsubishi Electric Europe B.V | AWR-HT-Y /CA-E /0404 | 2.64 | 3.18 | 3.93 | 4.18 | 81.9 | 104 | Stufen | 4 | /
Mitsubishi Electric Europe B.V | AWR-HT-Y /LN-CA-E /0404 | 2.64 | 3.18 | 3.93 | 4.18 | 81.9 | 104 | Stufen | 4 | /
Fujitsu General (Euro) GmbH | Waterstage Compact 10 kW [WPYA100LE + WSYP100DF(G)6] | 2.41 | 3.18 | 4.42 | 4.72 |  | 6.69 | Inverter | 1 | ja
Fujitsu General (Euro) GmbH | Waterstage Compact 10 kW [WPYA100LG + WSYP100DF(G)6] | 2.41 | 3.18 | 4.42 | 4.72 |  | 6.69 | Inverter | 1 | ja
Fujitsu General (Euro) GmbH | Waterstage Monoblock Compact 10 kW [WPYA100LG] | 2.41 | 3.18 | 4.42 | 4.72 |  | 6.69 | Inverter | 1 | ja
Panasonic Deutschland | AQUAREA [ WH-MXC16G9E8 ] | 2.58 | 3.17 | 4.61 | 4.91 |  | 16.35 | Inverter | 1 | ja
Panasonic Deutschland | AQUAREA [ WH-MXC16H9E8 ] | 2.58 | 3.17 | 4.61 | 4.91 | 16.75 | 16.35 | Inverter | 1 | ja
Johnson Controls | YORK TEMPO (YLPB0430) | 2.34 | 3.17 | 4.23 |  | 257 | 216.6 | Stufen | 5 | /
Fujitsu General (Euro) GmbH | Waterstage Comfort 8 kW [WOYA080LFCA + WSYA100DG6] | 2.56 | 3.17 | 4.18 | 4.38 |  | 5.65 | Inverter | 1 | ja
Fujitsu General (Euro) GmbH | Waterstage Comfort DHWi 8 kW [WOYA080LFCA + WGYA100DG6] | 2.56 | 3.17 | 4.08 | 4.38 |  | 5.65 | Inverter | 1 | ja
Fujitsu General (Euro) GmbH | Waterstage Comfort 8 kW [WOYA080LFCA + WSYA100DD6] | 2.56 | 3.17 | 4.08 | 4.38 |  | 5.65 | Inverter | 1 | /
Fujitsu General (Euro) GmbH | Waterstage Comfort DHWi 8 kW [WOYA080LFCA + WGYA100DD6] | 2.56 | 3.17 | 4.08 | 4.38 |  | 5.65 | Inverter | 1 | /
Fujitsu General (Euro) GmbH | Waterstage Comfort 8 kW [WOYA080LDC + WSYA(WGYA)100DD6] | 2.56 | 3.17 | 4.08 | 4.38 |  | 5.65 | Inverter | 1 | /
Fujitsu General (Euro) GmbH | Waterstage Comfort 8 kW [WOHA080LFCA + WSHA100DG] | 2.56 | 3.17 | 4.08 | 4.38 |  | 5.65 | Inverter | 1 | ja
Fujitsu General (Euro) GmbH | Waterstage Comfort DHWi 8 kW [WOHA080LFCA + WGHA100DG] | 2.56 | 3.17 | 4.08 | 4.38 |  | 5.65 | Inverter | 1 | ja
Fujitsu General (Euro) GmbH | Waterstage Comfort 8 kW [WOHA080LFCA + WSHA100DD6] | 2.56 | 3.17 | 4.08 | 4.38 |  | 5.65 | Inverter | 1 | /
Fujitsu General (Euro) GmbH | Waterstage Comfort DHWi 8 kW [WOHA080LFCA + WGHA100DD6] | 2.56 | 3.17 | 4.08 | 4.38 |  | 5.65 | Inverter | 1 | /
Fujitsu General (Euro) GmbH | Waterstage Comfort 8 kW [WOHA080LDC + WSHA(WGHA)100DD6] | 2.56 | 3.17 | 4.08 | 4.38 |  | 5.65 | Inverter | 1 | /
Austria Email GmbH | LWP 8 Eco | 2.56 | 3.17 | 4.08 | 4.38 |  | 5.65 | Inverter | 1 | ja
Austria Email GmbH | LWPK 8 Eco | 2.56 | 3.17 | 4.08 | 4.38 |  | 5.65 | Inverter | 1 | ja
Toshiba - Beijer Ref Deutschland GmbH | ESTIA 16 kW (Serie 04) [HWS-1604H8(R)-E1 ¦ HWS-1404 XWH M3(T6/T9)-E1] | 2.68 | 3.16 | 4.04 | 4.34 | 9.49 | 11.68 | Inverter | 1 | /
Toshiba - Beijer Ref Deutschland GmbH | ESTIA 16 kW (Serie 05) [HWS-1605H8(R)-E ¦ HWS-1405 XWH M3(T6/T9)-E] | 2.68 | 3.16 | 4.04 | 4.34 | 9.49 | 11.68 | Inverter | 1 | ja
Junkers Bosch Thermotechnik GmbH | Supraeco SAS ODU 120-ASE (ASB) | 2.44 | 3.16 | 4.54 | 4.84 | 10.37 | 10.47 | Inverter | 1 | ja
Fujitsu General (Euro) GmbH | Waterstage Super High Power 17 kW [WOYK170LJL + WSYK170DJ9] | 2.88 | 3.16 | 4.28 | 4.58 | 15.93 | 13.5 | Inverter | 1 | ja
Fujitsu General (Euro) GmbH | Waterstage Super High Power 17 kW [WOYK170LJL + WGYK170DJ9] | 2.88 | 3.16 | 4.28 | 4.58 | 15.93 | 13.5 | Inverter | 1 | ja
Carrier GmbH & Co. KG | AquaSnap PLUS 30AWH 008H | 2.32 | 3.16 | 3.97 | 4.17 | 4.66 | 3.39 | Inverter | 1 | /
SunHybrid GmbH | Sunhybrid SH14 + Mitsubishi PUHZ-HRP 125 YHA2 | 2.28 | 3.15 | 4.51 | 4.81 | 12.34 | 9.34 | Inverter | 1 | /
Panasonic Deutschland | AQUAREA [ WH-MDC(MDF)09E3E5 ] | 2.27 | 3.15 |  | 4.59 |  | 7.51 | Inverter | 1 | ja
Johnson Controls | YORK AMICHI (YMPA0080PE 32L) | 2.52 | 3.15 | 4.46 |  | 42.03 | 25.92 | Inverter / Stufen | 3 | /
Johnson Controls | YORK AMICHI (YMPA0100PE 32L) | 2.48 | 3.15 | 4.41 |  | 47.24 | 29.13 | Inverter / Stufen | 3 | /
DAIKIN Airconditioning Germany GmbH (Rotex Heating System) | DAIKIN Altherma R ECH2O 516 H/C (Biv) 16kW (HPSU compact 516 16kW) | 2.44 | 3.15 | 4.1 | 4.31 | 8 | 10.05 | Inverter | 1 | ja
DAIKIN Airconditioning Germany GmbH (Rotex Heating System) | EWYQ064CAWN | 2.12 | 3.15 | 5.38 |  | 53.4 | 62.9 | Inverter/Stufen | 6 | nein
DAIKIN Airconditioning Germany GmbH (Rotex Heating System) | EWYQ032CAWN | 2.12 | 3.15 | 5.35 |  | 26.7 | 31.4 | Inverter/Stufen | 3 | nein
Thermic Energy RZ GmbH | WP-D I 6kW | 2.11 | 3.14 | 4.24 | 4.54 |  | 4.46 | Inverter | 1 | ja
Mitsubishi Electric Europe B.V | PUHZ-SHW 140 YHA + EH(R) ST**C(D)-**B(C)(D) | 2.75 | 3.14 | 4.46 | 4.76 | 14 | 14.89 | Inverter | 1 | ja
Johnson Controls | YORK TEMPO (YLPB0345) | 2.14 | 3.14 | 4.23 |  | 192.8 | 175.2 | Stufen | 4 | /
Fujitsu General (Euro) GmbH | Waterstage Super High Power 16 kW [WOYG160LJL + WSYG160DJ6] | 2.88 | 3.13 | 4.28 | 4.58 | 15.93 | 13.3 | Inverter | 1 | ja
Fujitsu General (Euro) GmbH | Waterstage Super High Power 16 kW [WOYG160LJL + WGYG160DJ6] | 2.88 | 3.13 | 4.28 | 4.58 | 15.93 | 13.3 | Inverter | 1 | ja
Solarbayer GmbH | Solarbayer WP 16 AM INVERT 400V | 2.67 | 3.12 |  | 4.7 |  | 15.5 | Inverter | 1 | /
OERTLI-ROHLEDER Wärmetechnik GmbH | OEnoviaPac Comfort AHWP MHR-IN 8 MR | 2.29 | 3.12 | 3.97 | 4.27 |  | 5.97 | Inverter | 1 | /
Johnson Controls | YORK TEMPO (YLPB0650) | 2.35 | 3.12 | 4.25 |  | 405.7 | 340.2 | Stufen | 6 | /
Hoval Aktiengesellschaft | Belaria twin I (30) | 2.58 | 3.12 | 3.81 | 4.11 |  | 25.76 | Stufen | 2 | ja
Fujitsu General (Euro) GmbH | Waterstage Comfort 10 kW [WOYA100LFTA + WSYA100DG6] | 2.49 | 3.12 | 4.02 | 4.32 |  | 7.7 | Inverter | 1 | ja
Fujitsu General (Euro) GmbH | Waterstage Comfort DHWi 10 kW [WOYA100LFTA + WGYA100DG6] | 2.49 | 3.12 | 4.02 | 4.32 |  | 7.7 | Inverter | 1 | ja
Fujitsu General (Euro) GmbH | Waterstage Comfort 10 kW [WOYA100LFTA + WSYA100DD6] | 2.49 | 3.12 | 4.02 | 4.32 |  | 7.7 | Inverter | 1 | /
Fujitsu General (Euro) GmbH | Waterstage Comfort DHWi 10 kW [WOYA100LFTA + WGYA100DD6] | 2.49 | 3.12 | 4.02 | 4.32 |  | 7.7 | Inverter | 1 | /
Fujitsu General (Euro) GmbH | Waterstage Comfort 10 kW [WOYA100LDT + WSYA(WGYA)100DD6] | 2.49 | 3.12 | 4.02 | 4.32 |  | 7.7 | Inverter | 1 | /
Fujitsu General (Euro) GmbH | Waterstage Comfort 10 kW [WOHA100LFTA + WSHA100DG] | 2.49 | 3.12 | 4.02 | 4.32 |  | 7.7 | Inverter | 1 | ja
Fujitsu General (Euro) GmbH | Waterstage Comfort DHWi 10 kW [WOHA100LFTA + WGHA100DG] | 2.49 | 3.12 | 4.02 | 4.32 |  | 7.7 | Inverter | 1 | ja
Fujitsu General (Euro) GmbH | Waterstage Comfort 10 kW [WOHA100LFTA + WSHA100DD6] | 2.49 | 3.12 | 4.02 | 4.32 |  | 7.7 | Inverter | 1 | /
Fujitsu General (Euro) GmbH | Waterstage Comfort DHWi 10 kW [WOHA100LFTA + WGHA100DD6] | 2.49 | 3.12 | 4.02 | 4.32 |  | 7.7 | Inverter | 1 | /
Fujitsu General (Euro) GmbH | Waterstage Comfort 10 kW [WOHA100LDT + WSHA(WGHA)100DD6] | 2.49 | 3.12 | 4.02 | 4.32 |  | 7.7 | Inverter | 1 | /
Viessmann Werke GmbH & Co KG | Vitocal 200-S AWB( -AC) 201.A04 (B04) | 2.54 | 3.11 | 4.5 | 4.8 | 3.25 | 2.86 | Inverter | 1 | ja
Viessmann Werke GmbH & Co KG | Vitocal 222-S AWT-AC 221.A04 | 2.54 | 3.11 | 4.5 | 4.8 | 3.25 | 2.86 | Inverter | 1 | ja
Viessmann Werke GmbH & Co KG | Vitocal 242-S AWT-AC 241.A04 | 2.54 | 3.11 | 4.5 | 4.8 | 3.25 | 2.86 | Inverter | 1 | ja
Viessmann Werke GmbH & Co KG | Vitocal 250-S HAWB-M-AC 252.A04 | 2.54 | 3.11 | 4.5 | 4.8 | 3.25 | 2.86 | Inverter | 1 | ja
Viessmann Werke GmbH & Co KG | Vitocal 200-S AWB(-AC) 201.A07 (B07) | 2.49 | 3.11 | 4.35 | 4.65 | 6.6 | 5.54 | Inverter | 1 | ja
Viessmann Werke GmbH & Co KG | Vitocal 222-S AWT-AC 221.A07 | 2.49 | 3.11 | 4.35 | 4.65 | 6.6 | 5.54 | Inverter | 1 | ja
Viessmann Werke GmbH & Co KG | Vitocal 242-S AWT-AC 241.A07 | 2.49 | 3.11 | 4.35 | 4.65 | 6.6 | 5.54 | Inverter | 1 | ja
Viessmann Werke GmbH & Co KG | Vitocal 250-S HAWB-M-AC 252.A07 | 2.49 | 3.11 | 4.35 | 4.65 | 6.6 | 5.54 | Inverter | 1 | ja
Thermic Energy RZ GmbH | WP-D I 16kW | 2.44 | 3.11 | 4.19 | 4.49 |  | 13 | Inverter | 1 | ja
SunHybrid GmbH | AlphaTherm Zero 23 | 2.27 | 3.11 | 4.24 | 4.54 | 19.86 | 13.33 | Inverter | 1 | ja
Mitsubishi Electric Europe B.V | PUHZ-HRP 125 YHA2 + EH-SGK 125 | 2.3 | 3.11 | 4.42 | 4.72 | 12.5 | 9.47 | Inverter | 1 | ja
Johnson Controls | YORK TEMPO (YLPB0525) | 2.31 | 3.11 | 4.13 |  | 309 | 260.2 | Stufen | 6 | /
Heizwelt GmbH | hwTEC LWS 14+ | 2.3 | 3.11 | 4.42 | 4.72 |  | 9.47 | Inverter | 1 | /
Eschenfelder KKU GmbH | Mitsubishi PUHZ-HRP 125 YHA2 + EH-SGK 125 | 2.3 | 3.11 | 4.42 | 4.72 | 12.92 | 9.47 | Inverter | 1 | /
Carrier GmbH & Co. KG | AquaSnap PLUS 30AWH 012H | 2.5 | 3.11 | 3.91 | 4.21 | 7.4 | 7.3 | Inverter | 1 | /
AIRWELL Deutschland GmbH | Aqu@heat Advance Split 005 | 2.54 | 3.11 | 4.53 | 4.83 | 3.25 | 2.86 | Inverter | 1 | /
AIRWELL Deutschland GmbH | Aqu@heat Advance Split 008 | 2.49 | 3.11 | 4.52 | 4.82 | 6.6 | 5.54 | Inverter | 1 | /
Thermia Wärmepumpen | Thermia iTec 16 | 2.47 | 3.1 |  | 4.51 | 13.4 | 12.5 | Inverter | 1 | ja
Schüco International KG | HPSol V 24 | 2.4 | 3.1 |  | 3.4 |  | 18.7 | Stufen | 2 | /
OERTLI-ROHLEDER Wärmetechnik GmbH | OEnoviaPac Comfort AHWP MHR-IN 16 TR | 2.33 | 3.1 | 3.9 | 4.2 |  | 10.4 | Inverter | 1 | /
Johnson Controls | YORK AMICHI (YMPA0080PE 32X) | 2.54 | 3.1 | 4.43 |  | 43.33 | 26.73 | Inverter / Stufen | 3 | /
Johnson Controls | YORK AMICHI (YMPA0260PE 32L) | 2.36 | 3.1 | 4.44 |  | 125.67 | 78.1 | Inverter / Stufen | 8 | /
Johnson Controls | YORK TEMPO (YLPB0575) | 2.32 | 3.1 | 4.27 |  | 353.2 | 295.8 | Stufen | 6 | /
Hoval Aktiengesellschaft | Belaria twin I (25) | 2.55 | 3.1 | 3.76 | 4.06 |  | 23.19 | Stufen | 2 | ja
Dimplex - Glen Dimplex Deutschland GmbH | LA 24 AS | 2.4 | 3.1 | 3.3 | 3.4 | 15.5 | 18.7 | Stufen | 2 | ja
Dimplex - Glen Dimplex Deutschland GmbH | LI 24 TE / TEL | 2.4 | 3.1 | 3.3 | 3.4 | 15.5 | 18.7 | Stufen | 2 | ja
Danfoss AG Wärmepumpen | Thermia iTec 16 | 2.47 | 3.1 | 4.21 | 4.51 | 13.4 | 12.5 | Inverter | 1 | ja
Carrier GmbH & Co. KG | AquaSnap PLUS 30AWH 015H | 2.5 | 3.1 | 4.06 | 4.36 | 8 | 10.2 | Inverter | 1 | /
Carrier GmbH & Co. KG | AquaSnap PLUS 30AWH 006H | 2.4 | 3.1 | 4.2 | 4.5 | 3.5 | 3.9 | Inverter | 1 | /
Carrier GmbH & Co. KG | AquaSnap PLUS 30AWH 004H | 2.3 | 3.1 | 4.06 | 4.36 | 2.8 | 3.5 | Inverter | 1 | /